{"text_format":"1","workbook":"xlsx","n_sheets":4,"sheets":["Übersicht","Konditionen","Preisliste","Bestellliste"],"not_rendered":{"charts":0,"images":7,"macros":1,"external_links":0,"defined_names":8,"comments":0,"pivot_tables":0},"unopened":[],"bounds":{"document_bytes":16777216,"sheet_cells":100000,"rows_first":2000,"rows_last":500,"rows_between":2000,"halvings":0,"cell_chars":16384,"cell_head_chars":4096},"cells_cut":0,"cells_raw":0,"read":"whole","date_system":"1900"}

{"sheet":"Übersicht","index":0,"n_rows":44,"n_cols":9,"rows_kept":44,"cut":false,"hidden":false,"merged":[]}
[]
[]
[]
[null,"Lindab GmbH"]
[null,"Carl-Benz-Weg 18"]
[null,"22941 Bargteheide"]
[null,"Tel. 04532-28590"]
[null,"Fax: 04532-5666"]
[null,"email: lindab@lindab.de"]
[null,null,null,null,null,null,null,null,"gültig ab: 01.04.2022"]
[]
[null,null,"Lindab Preisliste 2020/21 + TZ + MZ I + MZ II + MZ III + TZ II"]
[]
[]
[null,"Mit Hilfe dieser Datei möchten wir Ihnen, ergänzend zur Preisliste 2020/21 in gedruckter Form oder als PDF, die Möglichkeit bieten, Ihre Einkaufskonditionen bei der "]
[null,"Preisfindung mit zu berücksichtigen und so schneller Ihren Einkaufspreis für das ausgewählte Produkt zu erfahren. "]
[]
[null,"Zu Beginn müssen Sie einmalig Ihre Konditionen im Programm hinterlegen. Dazu wechseln Sie zum Tabellenblatt \"Konditionen\" und tragen dort die vereinbarten "]
[null,"Rabatte ein. ","Zum Tabellenblatt Konditionen wechseln"]
[]
[null,"Im Tabellenblatt Preisliste wird  dann zu jedem Artikel Ihr Einkaufspreis angezeigt. ",null,null,null,"Zur Preisliste 2020/21 + TZ + MZ I + MZ II + MZ III + TZ II"]
[]
[null,"Mit Hilfe der Filter können Sie die Artikel nach Kategorie, oder Artikelkurzbezeichnung filtern, oder nutzen Sie die Suche-Funktion von Excel, wenn Ihnen "]
[null,"die Artikelnummer bekannt ist."]
[]
[null,"Schaltfläche* \"Zur Bestelliste hinzufügen\": "]
[null,"Möchten Sie einen Artikel auswählen, markieren Sie bitte irgendeine Zelle in der Artikelzeile und drücken Sie die "]
[null,"Schaltfläche, Sie müssen nur noch  die gewünschte Stückzahl angeben und der Artikel wird in die Bestellliste\" übernommen."]
[null,"Sie können das Tabellenblatt direkt per Email als Bestellung zu Lindab senden. *"]
[]
[null,null,"zur Bestellliste wechseln"]
[]
[]
[]
[]
[]
[]
[null,null," "]
[]
[null,"* Um die Schaltflächen benutzen zu können, müssen die Sicherheitseinstellungen von Excel die Ausführung von Makros zulassen. Sie können dies über "]
[null,">Extras/Makro/Sicherheit/Sicherheitsstufe< \"mittel\" oder \"niedrig\" (nicht empfohlen) anpassen."]
[]
[null,"Bitte beachten Sie: Diese Excelpreisliste ist ein Werkzeug, dass bei einer einfachen Bestellung helfen soll. Die Datenbasis dient ausdrücklich nicht der Stammdatenpflege"]
[null,"in Ihrer EDV. Bitte nutzen Sie zu diesem Zweck die separat zur Verfügung gestellte Preisliste im Datanormformat. "]

{"sheet":"Konditionen","index":1,"n_rows":44,"n_cols":7,"rows_kept":44,"cut":false,"hidden":false,"merged":[]}
[]
[]
[]
[]
[]
[]
[]
[]
[]
[null,"Bitte tragen Sie in die nachfolgende Tabelle die Rabatte gemäß Ihrer aktuellen Konditionsbestätigung ein.  "]
[]
[null,"In der Preisliste werden Ihnen dann zu jedem Artikel Ihre Netto-Einkaufspreise direkt angezeigt."]
[]
[null,"zur L2020/21 + TZ + MZ I + MZ II + MZ III + TZ II","zurück zur Übersicht"]
[]
[]
[null,"Preisgruppe","Preisgruppenbezeichnung","Rabatt 1","Zusatzrabatt 1","Zusatzrabatt 2","Rabatt gesamt"]
[null,10,"Rohre",0,0,0,{"$f":"1-(1-D18)*(1-E18)*(1-F18)","v":0}]
[null,11,"Flex",0,0,0,{"$f":"1-(1-D19)*(1-E19)*(1-F19)","v":0}]
[null,30,"LindabSafe Formteile",0,0,0,0]
[null,31,"Schalldämpfer flexibel",0,0,0,0]
[null,35,"Lindab Transfer",0,0,0,0]
[null,37,"Panelfilter und V-Zellen",0,0,0,0]
[null,3702,"Taschenfilter, Z-Linefilter, Rollenware",0,0,0,0]
[null,53,"Dachhauben",0,0,0,0]
[null,60,"Edelstahl",0,0,0,0]
[null,65,"Lindab Isol",0,0,0,0]
[null,70,"Lindab Comfort Luftauslässe",0,0,0,0]
[null,80,"Entrauchung",0,0,0,0]
[null,8006,"Brandschutzklappen und Zubehör",0,0,0,0]
[null,"Netto","Dienstleistungen & Zubehör",0,0,0,0]
[null,"14.MS","METU System",0,0,0,0]
[null,"14.REV","METU Revisionsdeckel",0,0,0,0]
[null,"17.ALLG","Kunststoff Rohre- und Formteile",0,0,0,0]
[null,"17.EFFI","Effitec Kunststoffsystem",0,0,0,0]
[]
[null,null,"Ihre Daten"]
[null,null,"Kundennr.:"]
[null,null,"Name:"]
[null,null,"Ansprechpartner"]
[null,null,"Str.:"]
[null,null,"PLZ/Ort:"]
[null,null,"Tel.:"]
[null,null,"Fax:"]

{"sheet":"Preisliste","index":2,"n_rows":27679,"n_cols":8,"rows_kept":4500,"cut":true,"hidden":false,"merged":[],"bounds":{"rows_first":2000,"rows_last":500,"rows_between":2000,"halvings":0}}
[]
[]
[null,"Lindab Preisliste 2020/21 + TZ + MZ I + MZ II + MZ III + TZ II",null,null,"gültig ab: 01.04.2022"]
[]
[]
[null,null,null,null,null,"wechseln zu:","Übersicht"]
[null,null,null,null,null,null,"Konditionen"]
[null,null,null,null,null,null,"Bestellliste"]
[]
[]
["Kategorie","Kurzbezeichnung","Artikelnummer","Beschreibung 1","Beschreibung 2","Preisgruppe","Preis brutto","Preis netto"]
["Rohre","SRDDIN","SRDDIN100","Lindabrohr dicht SRDDIN 100  Meter","nach DIN 24145",10,72.400000000000006,{"$f":"G12*(1-VLOOKUP(F12,Konditionen!$B:$G,6,0))","v":72.400000000000006}]
["Rohre","SRDDIN","SRDDIN1000","Lindabrohr dicht SRDDIN 1000 Meter","nach DIN 24145",10,1183,{"$f":"G13*(1-VLOOKUP(F13,Konditionen!$B:$G,6,0))","v":1183}]
["Rohre","SRDDIN","SRDDIN112","Lindabrohr dicht SRDDIN 112  Meter","nach DIN 24145",10,90.1,{"$f":"G14*(1-VLOOKUP(F14,Konditionen!$B:$G,6,0))","v":90.1}]
["Rohre","SRDDIN","SRDDIN1120","Lindabrohr dicht SRDDIN 1120 Meter","nach DIN 24145",10,1324,{"$f":"G15*(1-VLOOKUP(F15,Konditionen!$B:$G,6,0))","v":1324}]
["Rohre","SRDDIN","SRDDIN125","Lindabrohr dicht SRDDIN 125  Meter","nach DIN 24145",10,90.1,{"$f":"G16*(1-VLOOKUP(F16,Konditionen!$B:$G,6,0))","v":90.1}]
["Rohre","SRDDIN","SRDDIN1250","Lindabrohr dicht SRDDIN 1250 Meter","nach DIN 24145",10,1478,{"$f":"G17*(1-VLOOKUP(F17,Konditionen!$B:$G,6,0))","v":1478}]
["Rohre","SRDDIN","SRDDIN140","Lindabrohr dicht SRDDIN 140  Meter","nach DIN 24145",10,114.45,{"$f":"G18*(1-VLOOKUP(F18,Konditionen!$B:$G,6,0))","v":114.45}]
["Rohre","SRDDIN","SRDDIN150","Lindabrohr dicht SRDDIN 150  Meter","nach DIN 24145",10,114.45,{"$f":"G19*(1-VLOOKUP(F19,Konditionen!$B:$G,6,0))","v":114.45}]
["Rohre","SRDDIN","SRDDIN160","Lindabrohr dicht SRDDIN 160  Meter","nach DIN 24145",10,114.45,{"$f":"G20*(1-VLOOKUP(F20,Konditionen!$B:$G,6,0))","v":114.45}]
["Rohre","SRDDIN","SRDDIN180","Lindabrohr dicht SRDDIN 180  Meter","nach DIN 24145",10,143.35,{"$f":"G21*(1-VLOOKUP(F21,Konditionen!$B:$G,6,0))","v":143.35}]
["Rohre","SRDDIN","SRDDIN200","Lindabrohr dicht SRDDIN 200  Meter","nach DIN 24145",10,143.35,{"$f":"G22*(1-VLOOKUP(F22,Konditionen!$B:$G,6,0))","v":143.35}]
["Rohre","SRDDIN","SRDDIN224","Lindabrohr dicht SRDDIN 224  Meter","nach DIN 24145",10,178.95,{"$f":"G23*(1-VLOOKUP(F23,Konditionen!$B:$G,6,0))","v":178.95}]
["Rohre","SRDDIN","SRDDIN250","Lindabrohr dicht SRDDIN 250  Meter","nach DIN 24145",10,178.95,{"$f":"G24*(1-VLOOKUP(F24,Konditionen!$B:$G,6,0))","v":178.95}]
["Rohre","SRDDIN","SRDDIN280","Lindabrohr dicht SRDDIN 280  Meter","nach DIN 24145",10,213.75,{"$f":"G25*(1-VLOOKUP(F25,Konditionen!$B:$G,6,0))","v":213.75}]
["Rohre","SRDDIN","SRDDIN300","Lindabrohr dicht SRDDIN 300  Meter","nach DIN 24145",10,213.75,{"$f":"G26*(1-VLOOKUP(F26,Konditionen!$B:$G,6,0))","v":213.75}]
["Rohre","SRDDIN","SRDDIN315","Lindabrohr dicht SRDDIN 315  Meter","nach DIN 24145",10,271.14999999999998,{"$f":"G27*(1-VLOOKUP(F27,Konditionen!$B:$G,6,0))","v":271.14999999999998}]
["Rohre","SRDDIN","SRDDIN355","Lindabrohr dicht SRDDIN 355  Meter","nach DIN 24145",10,300.60000000000002,{"$f":"G28*(1-VLOOKUP(F28,Konditionen!$B:$G,6,0))","v":300.60000000000002}]
["Rohre","SRDDIN","SRDDIN400","Lindabrohr dicht SRDDIN 400  Meter","nach DIN 24145",10,337.55,{"$f":"G29*(1-VLOOKUP(F29,Konditionen!$B:$G,6,0))","v":337.55}]
["Rohre","SRDDIN","SRDDIN450","Lindabrohr dicht SRDDIN 450  Meter","nach DIN 24145",10,392.4,{"$f":"G30*(1-VLOOKUP(F30,Konditionen!$B:$G,6,0))","v":392.4}]
["Rohre","SRDDIN","SRDDIN500","Lindabrohr dicht SRDDIN 500  Meter","nach DIN 24145",10,434.45,{"$f":"G31*(1-VLOOKUP(F31,Konditionen!$B:$G,6,0))","v":434.45}]
["Rohre","SRDDIN","SRDDIN560","Lindabrohr dicht SRDDIN 560  Meter","nach DIN 24145",10,487.6,{"$f":"G32*(1-VLOOKUP(F32,Konditionen!$B:$G,6,0))","v":487.6}]
["Rohre","SRDDIN","SRDDIN600","Lindabrohr dicht SRDDIN 600  Meter","nach DIN 24145",10,523.1,{"$f":"G33*(1-VLOOKUP(F33,Konditionen!$B:$G,6,0))","v":523.1}]
["Rohre","SRDDIN","SRDDIN630","Lindabrohr dicht SRDDIN 630  Meter","nach DIN 24145",10,637.45000000000005,{"$f":"G34*(1-VLOOKUP(F34,Konditionen!$B:$G,6,0))","v":637.45000000000005}]
["Rohre","SRDDIN","SRDDIN710","Lindabrohr dicht SRDDIN 710  Meter","nach DIN 24145",10,718.45,{"$f":"G35*(1-VLOOKUP(F35,Konditionen!$B:$G,6,0))","v":718.45}]
["Rohre","SRDDIN","SRDDIN800","Lindabrohr dicht SRDDIN 800  Meter","nach DIN 24145",10,810.75,{"$f":"G36*(1-VLOOKUP(F36,Konditionen!$B:$G,6,0))","v":810.75}]
["Rohre","SRDDIN","SRDDIN900","Lindabrohr dicht SRDDIN 900  Meter","nach DIN 24145",10,912,{"$f":"G37*(1-VLOOKUP(F37,Konditionen!$B:$G,6,0))","v":912}]
["Rohre","SRDEN","SRDEN100","Lindabrohr dicht  SRD   100  Meter","gem.DIN EN 12237",10,67.75,{"$f":"G38*(1-VLOOKUP(F38,Konditionen!$B:$G,6,0))","v":67.75}]
["Rohre","SRDEN","SRDEN1000","Lindabrohr dicht  SRD   1000 Meter","gem.DIN EN 12237, mit Doppelsicke",10,1092,{"$f":"G39*(1-VLOOKUP(F39,Konditionen!$B:$G,6,0))","v":1092}]
["Rohre","SRDEN","SRDEN112","Lindabrohr dicht  SRD   112  Meter","gem.DIN EN 12237",10,83.3,{"$f":"G40*(1-VLOOKUP(F40,Konditionen!$B:$G,6,0))","v":83.3}]
["Rohre","SRDEN","SRDEN1120","Lindabrohr dicht  SRD   1120 Meter","gem.DIN EN 12237, mit Doppelsicke",10,1192,{"$f":"G41*(1-VLOOKUP(F41,Konditionen!$B:$G,6,0))","v":1192}]
["Rohre","SRDEN","SRDEN125","Lindabrohr dicht  SRD   125  Meter","gem.DIN EN 12237",10,83.3,{"$f":"G42*(1-VLOOKUP(F42,Konditionen!$B:$G,6,0))","v":83.3}]
["Rohre","SRDEN","SRDEN1250","Lindabrohr dicht  SRD   1250 Meter","gem.DIN EN 12237, mit Doppelsicke",10,1331,{"$f":"G43*(1-VLOOKUP(F43,Konditionen!$B:$G,6,0))","v":1331}]
["Rohre","SRDEN","SRDEN140","Lindabrohr dicht  SRD   140  Meter","gem.DIN EN 12237",10,106.55,{"$f":"G44*(1-VLOOKUP(F44,Konditionen!$B:$G,6,0))","v":106.55}]
["Rohre","SRDEN","SRDEN1400","Lindabrohr dicht  SRD   1400 Meter","gem.DIN EN 12237, mit Doppelsicke",10,1703,{"$f":"G45*(1-VLOOKUP(F45,Konditionen!$B:$G,6,0))","v":1703}]
["Rohre","SRDEN","SRDEN150","Lindabrohr dicht  SRD   150  Meter","gem.DIN EN 12237",10,106.55,{"$f":"G46*(1-VLOOKUP(F46,Konditionen!$B:$G,6,0))","v":106.55}]
["Rohre","SRDEN","SRDEN1500","Lindabrohr dicht  SRD   1500 Meter","gem.DIN EN 12237, mit Doppelsicke",10,1824,{"$f":"G47*(1-VLOOKUP(F47,Konditionen!$B:$G,6,0))","v":1824}]
["Rohre","SRDEN","SRDEN160","Lindabrohr dicht  SRD   160  Meter","gem.DIN EN 12237",10,106.55,{"$f":"G48*(1-VLOOKUP(F48,Konditionen!$B:$G,6,0))","v":106.55}]
["Rohre","SRDEN","SRDEN1600","Lindabrohr dicht  SRD   1600 Meter","gem.DIN EN 12237, mit Doppelsicke",10,1945,{"$f":"G49*(1-VLOOKUP(F49,Konditionen!$B:$G,6,0))","v":1945}]
["Rohre","SRDEN","SRDEN180","Lindabrohr dicht  SRD   180  Meter","gem.DIN EN 12237",10,134.30000000000001,{"$f":"G50*(1-VLOOKUP(F50,Konditionen!$B:$G,6,0))","v":134.30000000000001}]
["Rohre","SRDEN","SRDEN200","Lindabrohr dicht  SRD   200  Meter","gem.DIN EN 12237",10,134.30000000000001,{"$f":"G51*(1-VLOOKUP(F51,Konditionen!$B:$G,6,0))","v":134.30000000000001}]
["Rohre","SRDEN","SRDEN224","Lindabrohr dicht  SRD   224  Meter","gem.DIN EN 12237",10,168.75,{"$f":"G52*(1-VLOOKUP(F52,Konditionen!$B:$G,6,0))","v":168.75}]
["Rohre","SRDEN","SRDEN250","Lindabrohr dicht  SRD   250  Meter","gem.DIN EN 12237, mit Doppelsicke",10,168.75,{"$f":"G53*(1-VLOOKUP(F53,Konditionen!$B:$G,6,0))","v":168.75}]
["Rohre","SRDEN","SRDEN280","Lindabrohr dicht  SRD   280  Meter","gem.DIN EN 12237, mit Doppelsicke",10,201.1,{"$f":"G54*(1-VLOOKUP(F54,Konditionen!$B:$G,6,0))","v":201.1}]
["Rohre","SRDEN","SRDEN300","Lindabrohr dicht  SRD   300  Meter","gem.DIN EN 12237, mit Doppelsicke",10,201.1,{"$f":"G55*(1-VLOOKUP(F55,Konditionen!$B:$G,6,0))","v":201.1}]
["Rohre","SRDEN","SRDEN315","Lindabrohr dicht  SRD   315  Meter","gem.DIN EN 12237, mit Doppelsicke",10,249.6,{"$f":"G56*(1-VLOOKUP(F56,Konditionen!$B:$G,6,0))","v":249.6}]
["Rohre","SRDEN","SRDEN355","Lindabrohr dicht  SRD   355  Meter","gem.DIN EN 12237, mit Doppelsicke",10,277,{"$f":"G57*(1-VLOOKUP(F57,Konditionen!$B:$G,6,0))","v":277}]
["Rohre","SRDEN","SRDEN400","Lindabrohr dicht  SRD   400  Meter","gem.DIN EN 12237, mit Doppelsicke",10,310.3,{"$f":"G58*(1-VLOOKUP(F58,Konditionen!$B:$G,6,0))","v":310.3}]
["Rohre","SRDEN","SRDEN450","Lindabrohr dicht  SRD   450  Meter","gem.DIN EN 12237, mit Doppelsicke",10,349.75,{"$f":"G59*(1-VLOOKUP(F59,Konditionen!$B:$G,6,0))","v":349.75}]
["Rohre","SRDEN","SRDEN500","Lindabrohr dicht  SRD   500  Meter","gem.DIN EN 12237, mit Doppelsicke",10,388.4,{"$f":"G60*(1-VLOOKUP(F60,Konditionen!$B:$G,6,0))","v":388.4}]
["Rohre","SRDEN","SRDEN560","Lindabrohr dicht  SRD   560  Meter","gem.DIN EN 12237, mit Doppelsicke",10,435.6,{"$f":"G61*(1-VLOOKUP(F61,Konditionen!$B:$G,6,0))","v":435.6}]
["Rohre","SRDEN","SRDEN600","Lindabrohr dicht  SRD   600  Meter","gem.DIN EN 12237, mit Doppelsicke",10,455.55,{"$f":"G62*(1-VLOOKUP(F62,Konditionen!$B:$G,6,0))","v":455.55}]
["Rohre","SRDEN","SRDEN63","Lindabrohr dicht  SRD   63   Meter","gem.DIN EN 12237",10,54.75,{"$f":"G63*(1-VLOOKUP(F63,Konditionen!$B:$G,6,0))","v":54.75}]
["Rohre","SRDEN","SRDEN630","Lindabrohr dicht  SRD   630  Meter","gem.DIN EN 12237, mit Doppelsicke",10,589.65,{"$f":"G64*(1-VLOOKUP(F64,Konditionen!$B:$G,6,0))","v":589.65}]
["Rohre","SRDEN","SRDEN71","Lindabrohr dicht  SRD   71   Meter","gem.DIN EN 12237",10,54.75,{"$f":"G65*(1-VLOOKUP(F65,Konditionen!$B:$G,6,0))","v":54.75}]
["Rohre","SRDEN","SRDEN710","Lindabrohr dicht  SRD   710  Meter","gem.DIN EN 12237, mit Doppelsicke",10,665.6,{"$f":"G66*(1-VLOOKUP(F66,Konditionen!$B:$G,6,0))","v":665.6}]
["Rohre","SRDEN","SRDEN80","Lindabrohr dicht  SRD   80   Meter","gem.DIN EN 12237",10,54.75,{"$f":"G67*(1-VLOOKUP(F67,Konditionen!$B:$G,6,0))","v":54.75}]
["Rohre","SRDEN","SRDEN800","Lindabrohr dicht  SRD   800  Meter","gem.DIN EN 12237, mit Doppelsicke",10,732.35,{"$f":"G68*(1-VLOOKUP(F68,Konditionen!$B:$G,6,0))","v":732.35}]
["Rohre","SRDEN","SRDEN90","Lindabrohr dicht  SRD   90   Meter","gem.DIN EN 12237",10,66.7,{"$f":"G69*(1-VLOOKUP(F69,Konditionen!$B:$G,6,0))","v":66.7}]
["Rohre","SRDEN","SRDEN900","Lindabrohr dicht  SRD   900  Meter","gem.DIN EN 12237, mit Doppelsicke",10,829.85,{"$f":"G70*(1-VLOOKUP(F70,Konditionen!$B:$G,6,0))","v":829.85}]
["Rohre","SRDIN","SRDIN100","Lindabrohr   SRDIN 100       Meter","nach DIN 24145",10,42.65,{"$f":"G71*(1-VLOOKUP(F71,Konditionen!$B:$G,6,0))","v":42.65}]
["Rohre","SRDIN","SRDIN1000","Lindabrohr   SRDIN 1000      Meter","nach DIN 24145",10,788.75,{"$f":"G72*(1-VLOOKUP(F72,Konditionen!$B:$G,6,0))","v":788.75}]
["Rohre","SRDIN","SRDIN112","Lindabrohr   SRDIN 112       Meter","nach DIN 24145",10,52.7,{"$f":"G73*(1-VLOOKUP(F73,Konditionen!$B:$G,6,0))","v":52.7}]
["Rohre","SRDIN","SRDIN1120","Lindabrohr   SRDIN 1120      Meter","nach DIN 24145",10,882.75,{"$f":"G74*(1-VLOOKUP(F74,Konditionen!$B:$G,6,0))","v":882.75}]
["Rohre","SRDIN","SRDIN125","Lindabrohr   SRDIN 125       Meter","nach DIN 24145",10,52.7,{"$f":"G75*(1-VLOOKUP(F75,Konditionen!$B:$G,6,0))","v":52.7}]
["Rohre","SRDIN","SRDIN1250","Lindabrohr   SRDIN 1250      Meter","nach DIN 24145",10,985.3,{"$f":"G76*(1-VLOOKUP(F76,Konditionen!$B:$G,6,0))","v":985.3}]
["Rohre","SRDIN","SRDIN140","Lindabrohr   SRDIN 140       Meter","nach DIN 24145",10,67.55,{"$f":"G77*(1-VLOOKUP(F77,Konditionen!$B:$G,6,0))","v":67.55}]
["Rohre","SRDIN","SRDIN150","Lindabrohr   SRDIN 150       Meter","nach DIN 24145",10,67.55,{"$f":"G78*(1-VLOOKUP(F78,Konditionen!$B:$G,6,0))","v":67.55}]
["Rohre","SRDIN","SRDIN160","Lindabrohr   SRDIN 160       Meter","nach DIN 24145",10,67.55,{"$f":"G79*(1-VLOOKUP(F79,Konditionen!$B:$G,6,0))","v":67.55}]
["Rohre","SRDIN","SRDIN180","Lindabrohr   SRDIN 180       Meter","nach DIN 24145",10,84.1,{"$f":"G80*(1-VLOOKUP(F80,Konditionen!$B:$G,6,0))","v":84.1}]
["Rohre","SRDIN","SRDIN200","Lindabrohr   SRDIN 200       Meter","nach DIN 24145",10,84.1,{"$f":"G81*(1-VLOOKUP(F81,Konditionen!$B:$G,6,0))","v":84.1}]
["Rohre","SRDIN","SRDIN224","Lindabrohr   SRDIN 224       Meter","nach DIN 24145",10,105.1,{"$f":"G82*(1-VLOOKUP(F82,Konditionen!$B:$G,6,0))","v":105.1}]
["Rohre","SRDIN","SRDIN250","Lindabrohr   SRDIN 250       Meter","nach DIN 24145",10,105.1,{"$f":"G83*(1-VLOOKUP(F83,Konditionen!$B:$G,6,0))","v":105.1}]
["Rohre","SRDIN","SRDIN280","Lindabrohr   SRDIN 280       Meter","nach DIN 24145",10,125.65,{"$f":"G84*(1-VLOOKUP(F84,Konditionen!$B:$G,6,0))","v":125.65}]
["Rohre","SRDIN","SRDIN300","Lindabrohr   SRDIN 300       Meter","nach DIN 24145",10,125.65,{"$f":"G85*(1-VLOOKUP(F85,Konditionen!$B:$G,6,0))","v":125.65}]
["Rohre","SRDIN","SRDIN315","Lindabrohr   SRDIN 315       Meter","nach DIN 24145",10,169.6,{"$f":"G86*(1-VLOOKUP(F86,Konditionen!$B:$G,6,0))","v":169.6}]
["Rohre","SRDIN","SRDIN355","Lindabrohr   SRDIN 355       Meter","nach DIN 24145",10,188,{"$f":"G87*(1-VLOOKUP(F87,Konditionen!$B:$G,6,0))","v":188}]
["Rohre","SRDIN","SRDIN400","Lindabrohr   SRDIN 400       Meter","nach DIN 24145",10,210.8,{"$f":"G88*(1-VLOOKUP(F88,Konditionen!$B:$G,6,0))","v":210.8}]
["Rohre","SRDIN","SRDIN450","Lindabrohr   SRDIN 450       Meter","nach DIN 24145",10,245.05,{"$f":"G89*(1-VLOOKUP(F89,Konditionen!$B:$G,6,0))","v":245.05}]
["Rohre","SRDIN","SRDIN500","Lindabrohr   SRDIN 500       Meter","nach DIN 24145",10,271.3,{"$f":"G90*(1-VLOOKUP(F90,Konditionen!$B:$G,6,0))","v":271.3}]
["Rohre","SRDIN","SRDIN560","Lindabrohr   SRDIN 560       Meter","nach DIN 24145",10,304.8,{"$f":"G91*(1-VLOOKUP(F91,Konditionen!$B:$G,6,0))","v":304.8}]
["Rohre","SRDIN","SRDIN600","Lindabrohr   SRDIN 600       Meter","nach DIN 24145",10,326.7,{"$f":"G92*(1-VLOOKUP(F92,Konditionen!$B:$G,6,0))","v":326.7}]
["Rohre","SRDIN","SRDIN630","Lindabrohr   SRDIN 630       Meter","nach DIN 24145",10,411.6,{"$f":"G93*(1-VLOOKUP(F93,Konditionen!$B:$G,6,0))","v":411.6}]
["Rohre","SRDIN","SRDIN710","Lindabrohr   SRDIN 710       Meter","nach DIN 24145",10,463.2,{"$f":"G94*(1-VLOOKUP(F94,Konditionen!$B:$G,6,0))","v":463.2}]
["Rohre","SRDIN","SRDIN800","Lindabrohr   SRDIN 800       Meter","nach DIN 24145",10,522.6,{"$f":"G95*(1-VLOOKUP(F95,Konditionen!$B:$G,6,0))","v":522.6}]
["Rohre","SRDIN","SRDIN900","Lindabrohr   SRDIN 900       Meter","nach DIN 24145",10,588.20000000000005,{"$f":"G96*(1-VLOOKUP(F96,Konditionen!$B:$G,6,0))","v":588.20000000000005}]
["Rohre","SRENC","SRENC100","Lindabrohr SR CLICK 100       Meter","gem.DIN EN 12237",10,39.15,{"$f":"G97*(1-VLOOKUP(F97,Konditionen!$B:$G,6,0))","v":39.15}]
["Rohre","SRENC","SRENC1001200","Lindabrohr SR CLICK 100.1200  Stück","gem.DIN EN 12237",10,47.05,{"$f":"G98*(1-VLOOKUP(F98,Konditionen!$B:$G,6,0))","v":47.05}]
["Rohre","SRENC","SRENC1002400","Lindabrohr SR CLICK 100.2400  Stück","gem.DIN EN 12237",10,94,{"$f":"G99*(1-VLOOKUP(F99,Konditionen!$B:$G,6,0))","v":94}]
["Rohre","SRENC","SRENC1003000","Lindabrohr SR CLICK 100.3000  Stück","gem.DIN EN 12237",10,117.5,{"$f":"G100*(1-VLOOKUP(F100,Konditionen!$B:$G,6,0))","v":117.5}]
["Rohre","SRENC","SRENC1006000","Lindabrohr SR CLICK 100.6000  Stück","gem.DIN EN 12237",10,235,{"$f":"G101*(1-VLOOKUP(F101,Konditionen!$B:$G,6,0))","v":235}]
["Rohre","SRENC","SRENC112","Lindabrohr SR CLICK 112       Meter","gem.DIN EN 12237",10,49.1,{"$f":"G102*(1-VLOOKUP(F102,Konditionen!$B:$G,6,0))","v":49.1}]
["Rohre","SRENC","SRENC1121200","Lindabrohr SR CLICK 112.1200  Stück","gem.DIN EN 12237",10,58.9,{"$f":"G103*(1-VLOOKUP(F103,Konditionen!$B:$G,6,0))","v":58.9}]
["Rohre","SRENC","SRENC1122400","Lindabrohr SR CLICK 112.2400  Stück","gem.DIN EN 12237",10,117.95,{"$f":"G104*(1-VLOOKUP(F104,Konditionen!$B:$G,6,0))","v":117.95}]
["Rohre","SRENC","SRENC1123000","Lindabrohr SR CLICK 112.3000  Stück","gem.DIN EN 12237",10,147.4,{"$f":"G105*(1-VLOOKUP(F105,Konditionen!$B:$G,6,0))","v":147.4}]
["Rohre","SRENC","SRENC1126000","Lindabrohr SR CLICK 112.6000  Stück","gem.DIN EN 12237",10,294.8,{"$f":"G106*(1-VLOOKUP(F106,Konditionen!$B:$G,6,0))","v":294.8}]
["Rohre","SRENC","SRENC125","Lindabrohr SR CLICK 125       Meter","gem.DIN EN 12237",10,49.1,{"$f":"G107*(1-VLOOKUP(F107,Konditionen!$B:$G,6,0))","v":49.1}]
["Rohre","SRENC","SRENC1251200","Lindabrohr SR CLICK 125.1200  Stück","gem.DIN EN 12237",10,58.9,{"$f":"G108*(1-VLOOKUP(F108,Konditionen!$B:$G,6,0))","v":58.9}]
["Rohre","SRENC","SRENC1252400","Lindabrohr SR CLICK 125.2400  Stück","gem.DIN EN 12237",10,117.95,{"$f":"G109*(1-VLOOKUP(F109,Konditionen!$B:$G,6,0))","v":117.95}]
["Rohre","SRENC","SRENC1253000","Lindabrohr SR CLICK 125.3000  Stück","gem.DIN EN 12237",10,147.4,{"$f":"G110*(1-VLOOKUP(F110,Konditionen!$B:$G,6,0))","v":147.4}]
["Rohre","SRENC","SRENC1256000","Lindabrohr SR CLICK 125.6000  Stück","gem.DIN EN 12237",10,294.8,{"$f":"G111*(1-VLOOKUP(F111,Konditionen!$B:$G,6,0))","v":294.8}]
["Rohre","SRENC","SRENC140","Lindabrohr SR CLICK 140       Meter","gem.DIN EN 12237",10,62.4,{"$f":"G112*(1-VLOOKUP(F112,Konditionen!$B:$G,6,0))","v":62.4}]
["Rohre","SRENC","SRENC1401200","Lindabrohr SR CLICK 140.1200  Stück","gem.DIN EN 12237",10,74.900000000000006,{"$f":"G113*(1-VLOOKUP(F113,Konditionen!$B:$G,6,0))","v":74.900000000000006}]
["Rohre","SRENC","SRENC1402400","Lindabrohr SR CLICK 140.2400  Stück","gem.DIN EN 12237",10,149.85,{"$f":"G114*(1-VLOOKUP(F114,Konditionen!$B:$G,6,0))","v":149.85}]
["Rohre","SRENC","SRENC1403000","Lindabrohr SR CLICK 140.3000  Stück","gem.DIN EN 12237",10,187.3,{"$f":"G115*(1-VLOOKUP(F115,Konditionen!$B:$G,6,0))","v":187.3}]
["Rohre","SRENC","SRENC1406000","Lindabrohr SR CLICK 140.6000  Stück","gem.DIN EN 12237",10,374.55,{"$f":"G116*(1-VLOOKUP(F116,Konditionen!$B:$G,6,0))","v":374.55}]
["Rohre","SRENC","SRENC150","Lindabrohr SR CLICK 150       Meter","gem.DIN EN 12237",10,62.4,{"$f":"G117*(1-VLOOKUP(F117,Konditionen!$B:$G,6,0))","v":62.4}]
["Rohre","SRENC","SRENC1501200","Lindabrohr SR CLICK 150.1200  Stück","gem.DIN EN 12237",10,74.900000000000006,{"$f":"G118*(1-VLOOKUP(F118,Konditionen!$B:$G,6,0))","v":74.900000000000006}]
["Rohre","SRENC","SRENC1502400","Lindabrohr SR CLICK 150.2400  Stück","gem.DIN EN 12237",10,149.85,{"$f":"G119*(1-VLOOKUP(F119,Konditionen!$B:$G,6,0))","v":149.85}]
["Rohre","SRENC","SRENC1503000","Lindabrohr SR CLICK 150.3000  Stück","gem.DIN EN 12237",10,187.3,{"$f":"G120*(1-VLOOKUP(F120,Konditionen!$B:$G,6,0))","v":187.3}]
["Rohre","SRENC","SRENC1506000","Lindabrohr SR CLICK 150.6000  Stück","gem.DIN EN 12237",10,374.55,{"$f":"G121*(1-VLOOKUP(F121,Konditionen!$B:$G,6,0))","v":374.55}]
["Rohre","SRENC","SRENC160","Lindabrohr SR CLICK 160       Meter","gem.DIN EN 12237",10,62.4,{"$f":"G122*(1-VLOOKUP(F122,Konditionen!$B:$G,6,0))","v":62.4}]
["Rohre","SRENC","SRENC1601200","Lindabrohr SR CLICK 160.1200  Stück","gem.DIN EN 12237",10,74.900000000000006,{"$f":"G123*(1-VLOOKUP(F123,Konditionen!$B:$G,6,0))","v":74.900000000000006}]
["Rohre","SRENC","SRENC1602400","Lindabrohr SR CLICK 160.2400  Stück","gem.DIN EN 12237",10,149.85,{"$f":"G124*(1-VLOOKUP(F124,Konditionen!$B:$G,6,0))","v":149.85}]
["Rohre","SRENC","SRENC1603000","Lindabrohr SR CLICK 160.3000  Stück","gem.DIN EN 12237",10,187.3,{"$f":"G125*(1-VLOOKUP(F125,Konditionen!$B:$G,6,0))","v":187.3}]
["Rohre","SRENC","SRENC1606000","Lindabrohr SR CLICK 160.6000  Stück","gem.DIN EN 12237",10,374.55,{"$f":"G126*(1-VLOOKUP(F126,Konditionen!$B:$G,6,0))","v":374.55}]
["Rohre","SRENC","SRENC180","Lindabrohr SR CLICK 180       Meter","gem.DIN EN 12237",10,78.95,{"$f":"G127*(1-VLOOKUP(F127,Konditionen!$B:$G,6,0))","v":78.95}]
["Rohre","SRENC","SRENC1801200","Lindabrohr SR CLICK 180.1200  Stück","gem.DIN EN 12237",10,94.8,{"$f":"G128*(1-VLOOKUP(F128,Konditionen!$B:$G,6,0))","v":94.8}]
["Rohre","SRENC","SRENC1802400","Lindabrohr SR CLICK 180.2400  Stück","gem.DIN EN 12237",10,189.45,{"$f":"G129*(1-VLOOKUP(F129,Konditionen!$B:$G,6,0))","v":189.45}]
["Rohre","SRENC","SRENC1803000","Lindabrohr SR CLICK 180.3000  Stück","gem.DIN EN 12237",10,236.85,{"$f":"G130*(1-VLOOKUP(F130,Konditionen!$B:$G,6,0))","v":236.85}]
["Rohre","SRENC","SRENC1806000","Lindabrohr SR CLICK 180.6000  Stück","gem.DIN EN 12237",10,473.7,{"$f":"G131*(1-VLOOKUP(F131,Konditionen!$B:$G,6,0))","v":473.7}]
["Rohre","SRENC","SRENC200","Lindabrohr SR CLICK 200       Meter","gem.DIN EN 12237",10,78.95,{"$f":"G132*(1-VLOOKUP(F132,Konditionen!$B:$G,6,0))","v":78.95}]
["Rohre","SRENC","SRENC2001200","Lindabrohr SR CLICK 200.1200  Stück","gem.DIN EN 12237",10,94.8,{"$f":"G133*(1-VLOOKUP(F133,Konditionen!$B:$G,6,0))","v":94.8}]
["Rohre","SRENC","SRENC2002400","Lindabrohr SR CLICK 200.2400  Stück","gem.DIN EN 12237",10,189.45,{"$f":"G134*(1-VLOOKUP(F134,Konditionen!$B:$G,6,0))","v":189.45}]
["Rohre","SRENC","SRENC2003000","Lindabrohr SR CLICK 200.3000  Stück","gem.DIN EN 12237",10,236.85,{"$f":"G135*(1-VLOOKUP(F135,Konditionen!$B:$G,6,0))","v":236.85}]
["Rohre","SRENC","SRENC2006000","Lindabrohr SR CLICK 200.6000  Stück","gem.DIN EN 12237",10,473.7,{"$f":"G136*(1-VLOOKUP(F136,Konditionen!$B:$G,6,0))","v":473.7}]
["Rohre","SRENC","SRENC224","Lindabrohr SR CLICK 224       Meter","gem.DIN EN 12237",10,99.2,{"$f":"G137*(1-VLOOKUP(F137,Konditionen!$B:$G,6,0))","v":99.2}]
["Rohre","SRENC","SRENC2241200","Lindabrohr SR CLICK 224.1200  Stück","gem.DIN EN 12237",10,119.05,{"$f":"G138*(1-VLOOKUP(F138,Konditionen!$B:$G,6,0))","v":119.05}]
["Rohre","SRENC","SRENC2242400","Lindabrohr SR CLICK 224.2400  Stück","gem.DIN EN 12237",10,238.15,{"$f":"G139*(1-VLOOKUP(F139,Konditionen!$B:$G,6,0))","v":238.15}]
["Rohre","SRENC","SRENC2243000","Lindabrohr SR CLICK 224.3000  Stück","gem.DIN EN 12237",10,297.7,{"$f":"G140*(1-VLOOKUP(F140,Konditionen!$B:$G,6,0))","v":297.7}]
["Rohre","SRENC","SRENC2246000","Lindabrohr SR CLICK 224.6000  Stück","gem.DIN EN 12237",10,595.4,{"$f":"G141*(1-VLOOKUP(F141,Konditionen!$B:$G,6,0))","v":595.4}]
["Rohre","SRENC","SRENC250","Lindabrohr SR CLICK 250       Meter","gem.DIN EN 12237 mit Doppelsicke",10,99.2,{"$f":"G142*(1-VLOOKUP(F142,Konditionen!$B:$G,6,0))","v":99.2}]
["Rohre","SRENC","SRENC2501200","Lindabrohr SR CLICK 250.1200  Stück","gem.DIN EN 12237 mit Doppelsicke",10,119.05,{"$f":"G143*(1-VLOOKUP(F143,Konditionen!$B:$G,6,0))","v":119.05}]
["Rohre","SRENC","SRENC2502400","Lindabrohr SR CLICK 250.2400  Stück","gem.DIN EN 12237 mit Doppelsicke",10,238.15,{"$f":"G144*(1-VLOOKUP(F144,Konditionen!$B:$G,6,0))","v":238.15}]
["Rohre","SRENC","SRENC2503000","Lindabrohr SR CLICK 250.3000  Stück","gem.DIN EN 12237 mit Doppelsicke",10,297.7,{"$f":"G145*(1-VLOOKUP(F145,Konditionen!$B:$G,6,0))","v":297.7}]
["Rohre","SRENC","SRENC2506000","Lindabrohr SR CLICK 250.6000  Stück","gem.DIN EN 12237 mit Doppelsicke",10,595.4,{"$f":"G146*(1-VLOOKUP(F146,Konditionen!$B:$G,6,0))","v":595.4}]
["Rohre","SRENC","SRENC280","Lindabrohr SR CLICK 280       Meter","gem.DIN EN 12237 mit Doppelsicke",10,118.55,{"$f":"G147*(1-VLOOKUP(F147,Konditionen!$B:$G,6,0))","v":118.55}]
["Rohre","SRENC","SRENC2801200","Lindabrohr SR CLICK 280.1200  Stück","gem.DIN EN 12237 mit Doppelsicke",10,142.25,{"$f":"G148*(1-VLOOKUP(F148,Konditionen!$B:$G,6,0))","v":142.25}]
["Rohre","SRENC","SRENC2802400","Lindabrohr SR CLICK 280.2400  Stück","gem.DIN EN 12237 mit Doppelsicke",10,284.5,{"$f":"G149*(1-VLOOKUP(F149,Konditionen!$B:$G,6,0))","v":284.5}]
["Rohre","SRENC","SRENC2803000","Lindabrohr SR CLICK 280.3000  Stück","gem.DIN EN 12237 mit Doppelsicke",10,355.7,{"$f":"G150*(1-VLOOKUP(F150,Konditionen!$B:$G,6,0))","v":355.7}]
["Rohre","SRENC","SRENC2806000","Lindabrohr SR CLICK 280.6000  Stück","gem.DIN EN 12237 mit Doppelsicke",10,711.35,{"$f":"G151*(1-VLOOKUP(F151,Konditionen!$B:$G,6,0))","v":711.35}]
["Rohre","SRENC","SRENC300","Lindabrohr SR CLICK 300       Meter","gem.DIN EN 12237 mit Doppelsicke",10,118.55,{"$f":"G152*(1-VLOOKUP(F152,Konditionen!$B:$G,6,0))","v":118.55}]
["Rohre","SRENC","SRENC3001200","Lindabrohr SR CLICK 300.1200  Stück","gem.DIN EN 12237 mit Doppelsicke",10,142.25,{"$f":"G153*(1-VLOOKUP(F153,Konditionen!$B:$G,6,0))","v":142.25}]
["Rohre","SRENC","SRENC3002400","Lindabrohr SR CLICK 300.2400  Stück","gem.DIN EN 12237 mit Doppelsicke",10,284.5,{"$f":"G154*(1-VLOOKUP(F154,Konditionen!$B:$G,6,0))","v":284.5}]
["Rohre","SRENC","SRENC3003000","Lindabrohr SR CLICK 300.3000  Stück","gem.DIN EN 12237 mit Doppelsicke",10,355.7,{"$f":"G155*(1-VLOOKUP(F155,Konditionen!$B:$G,6,0))","v":355.7}]
["Rohre","SRENC","SRENC3006000","Lindabrohr SR CLICK 300.6000  Stück","gem.DIN EN 12237 mit Doppelsicke",10,711.35,{"$f":"G156*(1-VLOOKUP(F156,Konditionen!$B:$G,6,0))","v":711.35}]
["Rohre","SRENC","SRENC315","Lindabrohr SR CLICK 315       Meter","gem.DIN EN 12237 mit Doppelsicke",10,146.9,{"$f":"G157*(1-VLOOKUP(F157,Konditionen!$B:$G,6,0))","v":146.9}]
["Rohre","SRENC","SRENC3151200","Lindabrohr SR CLICK 315.1200  Stück","gem.DIN EN 12237 mit Doppelsicke",10,176.25,{"$f":"G158*(1-VLOOKUP(F158,Konditionen!$B:$G,6,0))","v":176.25}]
["Rohre","SRENC","SRENC3152400","Lindabrohr SR CLICK 315.2400  Stück","gem.DIN EN 12237 mit Doppelsicke",10,352.5,{"$f":"G159*(1-VLOOKUP(F159,Konditionen!$B:$G,6,0))","v":352.5}]
["Rohre","SRENC","SRENC3153000","Lindabrohr SR CLICK 315.3000  Stück","gem.DIN EN 12237 mit Doppelsicke",10,440.65,{"$f":"G160*(1-VLOOKUP(F160,Konditionen!$B:$G,6,0))","v":440.65}]
["Rohre","SRENC","SRENC3156000","Lindabrohr SR CLICK 315.6000  Stück","gem.DIN EN 12237 mit Doppelsicke",10,881.35,{"$f":"G161*(1-VLOOKUP(F161,Konditionen!$B:$G,6,0))","v":881.35}]
["Rohre","SREN","SREN100","Lindabrohr   SR    100       Meter","gem.DIN EN 12237",10,39.15,{"$f":"G162*(1-VLOOKUP(F162,Konditionen!$B:$G,6,0))","v":39.15}]
["Rohre","SREN","SREN1000","Lindabrohr   SR    1000      Meter","gem.DIN EN 12237, mit Doppelsicke",10,704.9,{"$f":"G163*(1-VLOOKUP(F163,Konditionen!$B:$G,6,0))","v":704.9}]
["Rohre","SREN","SREN10003000","Lindabrohr   SR    1000.3000 Stück","gem.DIN EN 12237, mit Doppelsicke",10,2114,{"$f":"G164*(1-VLOOKUP(F164,Konditionen!$B:$G,6,0))","v":2114}]
["Rohre","SREN","SREN10006000","Lindabrohr   SR    1000.6000 Stück","gem.DIN EN 12237, mit Doppelsicke",10,4230,{"$f":"G165*(1-VLOOKUP(F165,Konditionen!$B:$G,6,0))","v":4230}]
["Rohre","SREN","SREN1001200","Lindabrohr   SR    100.1200  Stück","gem.DIN EN 12237",10,47.05,{"$f":"G166*(1-VLOOKUP(F166,Konditionen!$B:$G,6,0))","v":47.05}]
["Rohre","SREN","SREN1002400","Lindabrohr   SR    100.2400  Stück","gem.DIN EN 12237",10,94,{"$f":"G167*(1-VLOOKUP(F167,Konditionen!$B:$G,6,0))","v":94}]
["Rohre","SREN","SREN1003000","Lindabrohr   SR    100.3000  Stück","gem.DIN EN 12237",10,117.5,{"$f":"G168*(1-VLOOKUP(F168,Konditionen!$B:$G,6,0))","v":117.5}]
["Rohre","SREN","SREN1006000","Lindabrohr   SR    100.6000  Stück","gem.DIN EN 12237",10,235,{"$f":"G169*(1-VLOOKUP(F169,Konditionen!$B:$G,6,0))","v":235}]
["Rohre","SREN","SREN112","Lindabrohr   SR    112       Meter","gem.DIN EN 12237",10,49.1,{"$f":"G170*(1-VLOOKUP(F170,Konditionen!$B:$G,6,0))","v":49.1}]
["Rohre","SREN","SREN1120","Lindabrohr   SR    1120      Meter","gem.DIN EN 12237, mit Doppelsicke",10,769,{"$f":"G171*(1-VLOOKUP(F171,Konditionen!$B:$G,6,0))","v":769}]
["Rohre","SREN","SREN11203000","Lindabrohr   SR    1120.3000 Stück","gem.DIN EN 12237, mit Doppelsicke",10,2307,{"$f":"G172*(1-VLOOKUP(F172,Konditionen!$B:$G,6,0))","v":2307}]
["Rohre","SREN","SREN11206000","Lindabrohr   SR    1120.6000 Stück","gem.DIN EN 12237, mit Doppelsicke",10,4615,{"$f":"G173*(1-VLOOKUP(F173,Konditionen!$B:$G,6,0))","v":4615}]
["Rohre","SREN","SREN1121200","Lindabrohr   SR    112.1200  Stück","gem.DIN EN 12237",10,58.9,{"$f":"G174*(1-VLOOKUP(F174,Konditionen!$B:$G,6,0))","v":58.9}]
["Rohre","SREN","SREN1122400","Lindabrohr   SR    112.2400  Stück","gem.DIN EN 12237",10,117.95,{"$f":"G175*(1-VLOOKUP(F175,Konditionen!$B:$G,6,0))","v":117.95}]
["Rohre","SREN","SREN1123000","Lindabrohr   SR    112.3000  Stück","gem.DIN EN 12237",10,147.4,{"$f":"G176*(1-VLOOKUP(F176,Konditionen!$B:$G,6,0))","v":147.4}]
["Rohre","SREN","SREN1126000","Lindabrohr   SR    112.6000  Stück","gem.DIN EN 12237",10,294.8,{"$f":"G177*(1-VLOOKUP(F177,Konditionen!$B:$G,6,0))","v":294.8}]
["Rohre","SREN","SREN125","Lindabrohr   SR    125       Meter","gem.DIN EN 12237",10,49.1,{"$f":"G178*(1-VLOOKUP(F178,Konditionen!$B:$G,6,0))","v":49.1}]
["Rohre","SREN","SREN1250","Lindabrohr   SR    1250      Meter","gem.DIN EN 12237, mit Doppelsicke",10,858.55,{"$f":"G179*(1-VLOOKUP(F179,Konditionen!$B:$G,6,0))","v":858.55}]
["Rohre","SREN","SREN12503000","Lindabrohr   SR    1250.3000 Stück","gem.DIN EN 12237, mit Doppelsicke",10,2576,{"$f":"G180*(1-VLOOKUP(F180,Konditionen!$B:$G,6,0))","v":2576}]
["Rohre","SREN","SREN12506000","Lindabrohr   SR    1250.6000 Stück","gem.DIN EN 12237, mit Doppelsicke",10,5152,{"$f":"G181*(1-VLOOKUP(F181,Konditionen!$B:$G,6,0))","v":5152}]
["Rohre","SREN","SREN1251200","Lindabrohr   SR    125.1200  Stück","gem.DIN EN 12237",10,58.9,{"$f":"G182*(1-VLOOKUP(F182,Konditionen!$B:$G,6,0))","v":58.9}]
["Rohre","SREN","SREN1252400","Lindabrohr   SR    125.2400  Stück","gem.DIN EN 12237",10,117.95,{"$f":"G183*(1-VLOOKUP(F183,Konditionen!$B:$G,6,0))","v":117.95}]
["Rohre","SREN","SREN1253000","Lindabrohr   SR    125.3000  Stück","gem.DIN EN 12237",10,147.4,{"$f":"G184*(1-VLOOKUP(F184,Konditionen!$B:$G,6,0))","v":147.4}]
["Rohre","SREN","SREN1256000","Lindabrohr   SR    125.6000  Stück","gem.DIN EN 12237",10,294.8,{"$f":"G185*(1-VLOOKUP(F185,Konditionen!$B:$G,6,0))","v":294.8}]
["Rohre","SREN","SREN140","Lindabrohr   SR    140       Meter","gem.DIN EN 12237",10,62.4,{"$f":"G186*(1-VLOOKUP(F186,Konditionen!$B:$G,6,0))","v":62.4}]
["Rohre","SREN","SREN1400","Lindabrohr   SR    1400      Meter","gem.DIN EN 12237, mit Doppelsicke",10,1135,{"$f":"G187*(1-VLOOKUP(F187,Konditionen!$B:$G,6,0))","v":1135}]
["Rohre","SREN","SREN1401200","Lindabrohr   SR    140.1200  Stück","gem.DIN EN 12237",10,74.900000000000006,{"$f":"G188*(1-VLOOKUP(F188,Konditionen!$B:$G,6,0))","v":74.900000000000006}]
["Rohre","SREN","SREN1402400","Lindabrohr   SR    140.2400  Stück","gem.DIN EN 12237",10,149.85,{"$f":"G189*(1-VLOOKUP(F189,Konditionen!$B:$G,6,0))","v":149.85}]
["Rohre","SREN","SREN1403000","Lindabrohr   SR    140.3000  Stück","gem.DIN EN 12237",10,187.3,{"$f":"G190*(1-VLOOKUP(F190,Konditionen!$B:$G,6,0))","v":187.3}]
["Rohre","SREN","SREN1406000","Lindabrohr   SR    140.6000  Stück","gem.DIN EN 12237",10,374.55,{"$f":"G191*(1-VLOOKUP(F191,Konditionen!$B:$G,6,0))","v":374.55}]
["Rohre","SREN","SREN150","Lindabrohr   SR    150       Meter","gem.DIN EN 12237",10,62.4,{"$f":"G192*(1-VLOOKUP(F192,Konditionen!$B:$G,6,0))","v":62.4}]
["Rohre","SREN","SREN1500","Lindabrohr   SR    1500      Meter","gem.DIN EN 12237, mit Doppelsicke",10,1216,{"$f":"G193*(1-VLOOKUP(F193,Konditionen!$B:$G,6,0))","v":1216}]
["Rohre","SREN","SREN1501200","Lindabrohr   SR    150.1200  Stück","gem.DIN EN 12237",10,74.900000000000006,{"$f":"G194*(1-VLOOKUP(F194,Konditionen!$B:$G,6,0))","v":74.900000000000006}]
["Rohre","SREN","SREN1502400","Lindabrohr   SR    150.2400  Stück","gem.DIN EN 12237",10,149.85,{"$f":"G195*(1-VLOOKUP(F195,Konditionen!$B:$G,6,0))","v":149.85}]
["Rohre","SREN","SREN1503000","Lindabrohr   SR    150.3000  Stück","gem.DIN EN 12237",10,187.3,{"$f":"G196*(1-VLOOKUP(F196,Konditionen!$B:$G,6,0))","v":187.3}]
["Rohre","SREN","SREN1506000","Lindabrohr   SR    150.6000  Stück","gem.DIN EN 12237",10,374.55,{"$f":"G197*(1-VLOOKUP(F197,Konditionen!$B:$G,6,0))","v":374.55}]
["Rohre","SREN","SREN160","Lindabrohr   SR    160       Meter","gem.DIN EN 12237",10,62.4,{"$f":"G198*(1-VLOOKUP(F198,Konditionen!$B:$G,6,0))","v":62.4}]
["Rohre","SREN","SREN1600","Lindabrohr   SR    1600      Meter","gem.DIN EN 12237, mit Doppelsicke",10,1296,{"$f":"G199*(1-VLOOKUP(F199,Konditionen!$B:$G,6,0))","v":1296}]
["Rohre","SREN","SREN1601200","Lindabrohr   SR    160.1200  Stück","gem.DIN EN 12237",10,74.900000000000006,{"$f":"G200*(1-VLOOKUP(F200,Konditionen!$B:$G,6,0))","v":74.900000000000006}]
["Rohre","SREN","SREN1602400","Lindabrohr   SR    160.2400  Stück","gem.DIN EN 12237",10,149.85,{"$f":"G201*(1-VLOOKUP(F201,Konditionen!$B:$G,6,0))","v":149.85}]
["Rohre","SREN","SREN1603000","Lindabrohr   SR    160.3000  Stück","gem.DIN EN 12237",10,187.3,{"$f":"G202*(1-VLOOKUP(F202,Konditionen!$B:$G,6,0))","v":187.3}]
["Rohre","SREN","SREN1606000","Lindabrohr   SR    160.6000  Stück","gem.DIN EN 12237",10,374.55,{"$f":"G203*(1-VLOOKUP(F203,Konditionen!$B:$G,6,0))","v":374.55}]
["Rohre","SREN","SREN180","Lindabrohr   SR    180       Meter","gem.DIN EN 12237",10,78.95,{"$f":"G204*(1-VLOOKUP(F204,Konditionen!$B:$G,6,0))","v":78.95}]
["Rohre","SREN","SREN1801200","Lindabrohr   SR    180.1200  Stück","gem.DIN EN 12237",10,94.8,{"$f":"G205*(1-VLOOKUP(F205,Konditionen!$B:$G,6,0))","v":94.8}]
["Rohre","SREN","SREN1802400","Lindabrohr   SR    180.2400  Stück","gem.DIN EN 12237",10,189.45,{"$f":"G206*(1-VLOOKUP(F206,Konditionen!$B:$G,6,0))","v":189.45}]
["Rohre","SREN","SREN1803000","Lindabrohr   SR    180.3000  Stück","gem.DIN EN 12237",10,236.85,{"$f":"G207*(1-VLOOKUP(F207,Konditionen!$B:$G,6,0))","v":236.85}]
["Rohre","SREN","SREN1806000","Lindabrohr   SR    180.6000  Stück","gem.DIN EN 12237",10,473.7,{"$f":"G208*(1-VLOOKUP(F208,Konditionen!$B:$G,6,0))","v":473.7}]
["Rohre","SREN","SREN200","Lindabrohr   SR    200       Meter","gem.DIN EN 12237",10,78.95,{"$f":"G209*(1-VLOOKUP(F209,Konditionen!$B:$G,6,0))","v":78.95}]
["Rohre","SREN","SREN2001200","Lindabrohr   SR    200.1200  Stück","gem.DIN EN 12237",10,94.8,{"$f":"G210*(1-VLOOKUP(F210,Konditionen!$B:$G,6,0))","v":94.8}]
["Rohre","SREN","SREN2002400","Lindabrohr   SR    200.2400  Stück","gem.DIN EN 12237",10,189.45,{"$f":"G211*(1-VLOOKUP(F211,Konditionen!$B:$G,6,0))","v":189.45}]
["Rohre","SREN","SREN2003000","Lindabrohr   SR    200.3000  Stück","gem.DIN EN 12237",10,236.85,{"$f":"G212*(1-VLOOKUP(F212,Konditionen!$B:$G,6,0))","v":236.85}]
["Rohre","SREN","SREN2006000","Lindabrohr   SR    200.6000  Stück","gem.DIN EN 12237",10,473.7,{"$f":"G213*(1-VLOOKUP(F213,Konditionen!$B:$G,6,0))","v":473.7}]
["Rohre","SREN","SREN224","Lindabrohr   SR    224       Meter","gem.DIN EN 12237",10,99.2,{"$f":"G214*(1-VLOOKUP(F214,Konditionen!$B:$G,6,0))","v":99.2}]
["Rohre","SREN","SREN2241200","Lindabrohr   SR    224.1200  Stück","gem.DIN EN 12237",10,119.05,{"$f":"G215*(1-VLOOKUP(F215,Konditionen!$B:$G,6,0))","v":119.05}]
["Rohre","SREN","SREN2242400","Lindabrohr   SR    224.2400  Stück","gem.DIN EN 12237",10,238.15,{"$f":"G216*(1-VLOOKUP(F216,Konditionen!$B:$G,6,0))","v":238.15}]
["Rohre","SREN","SREN2243000","Lindabrohr   SR    224.3000  Stück","gem.DIN EN 12237",10,297.7,{"$f":"G217*(1-VLOOKUP(F217,Konditionen!$B:$G,6,0))","v":297.7}]
["Rohre","SREN","SREN2246000","Lindabrohr   SR    224.6000  Stück","gem.DIN EN 12237",10,595.4,{"$f":"G218*(1-VLOOKUP(F218,Konditionen!$B:$G,6,0))","v":595.4}]
["Rohre","SREN","SREN250","Lindabrohr   SR    250       Meter","gem.DIN EN 12237, mit Doppelsicke",10,99.2,{"$f":"G219*(1-VLOOKUP(F219,Konditionen!$B:$G,6,0))","v":99.2}]
["Rohre","SREN","SREN2501200","Lindabrohr   SR    250.1200  Stück","gem.DIN EN 12237, mit Doppelsicke",10,119.05,{"$f":"G220*(1-VLOOKUP(F220,Konditionen!$B:$G,6,0))","v":119.05}]
["Rohre","SREN","SREN2502400","Lindabrohr   SR    250.2400  Stück","gem.DIN EN 12237, mit Doppelsicke",10,238.15,{"$f":"G221*(1-VLOOKUP(F221,Konditionen!$B:$G,6,0))","v":238.15}]
["Rohre","SREN","SREN2503000","Lindabrohr   SR    250.3000  Stück","gem.DIN EN 12237, mit Doppelsicke",10,297.7,{"$f":"G222*(1-VLOOKUP(F222,Konditionen!$B:$G,6,0))","v":297.7}]
["Rohre","SREN","SREN2506000","Lindabrohr   SR    250.6000  Stück","gem.DIN EN 12237, mit Doppelsicke",10,595.4,{"$f":"G223*(1-VLOOKUP(F223,Konditionen!$B:$G,6,0))","v":595.4}]
["Rohre","SREN","SREN280","Lindabrohr   SR    280       Meter","gem.DIN EN 12237, mit Doppelsicke",10,118.55,{"$f":"G224*(1-VLOOKUP(F224,Konditionen!$B:$G,6,0))","v":118.55}]
["Rohre","SREN","SREN2801200","Lindabrohr   SR    280.1200  Stück","gem.DIN EN 12237, mit Doppelsicke",10,142.25,{"$f":"G225*(1-VLOOKUP(F225,Konditionen!$B:$G,6,0))","v":142.25}]
["Rohre","SREN","SREN2802400","Lindabrohr   SR    280.2400  Stück","gem.DIN EN 12237, mit Doppelsicke",10,284.5,{"$f":"G226*(1-VLOOKUP(F226,Konditionen!$B:$G,6,0))","v":284.5}]
["Rohre","SREN","SREN2803000","Lindabrohr   SR    280.3000  Stück","gem.DIN EN 12237, mit Doppelsicke",10,355.7,{"$f":"G227*(1-VLOOKUP(F227,Konditionen!$B:$G,6,0))","v":355.7}]
["Rohre","SREN","SREN2806000","Lindabrohr   SR    280.6000  Stück","gem.DIN EN 12237, mit Doppelsicke",10,711.35,{"$f":"G228*(1-VLOOKUP(F228,Konditionen!$B:$G,6,0))","v":711.35}]
["Rohre","SREN","SREN300","Lindabrohr   SR    300       Meter","gem.DIN EN 12237, mit Doppelsicke",10,118.55,{"$f":"G229*(1-VLOOKUP(F229,Konditionen!$B:$G,6,0))","v":118.55}]
["Rohre","SREN","SREN3001200","Lindabrohr   SR    300.1200  Stück","gem.DIN EN 12237, mit Doppelsicke",10,142.25,{"$f":"G230*(1-VLOOKUP(F230,Konditionen!$B:$G,6,0))","v":142.25}]
["Rohre","SREN","SREN3002400","Lindabrohr   SR    300.2400  Stück","gem.DIN EN 12237, mit Doppelsicke",10,284.5,{"$f":"G231*(1-VLOOKUP(F231,Konditionen!$B:$G,6,0))","v":284.5}]
["Rohre","SREN","SREN3003000","Lindabrohr   SR    300.3000  Stück","gem.DIN EN 12237, mit Doppelsicke",10,355.7,{"$f":"G232*(1-VLOOKUP(F232,Konditionen!$B:$G,6,0))","v":355.7}]
["Rohre","SREN","SREN3006000","Lindabrohr   SR    300.6000  Stück","gem.DIN EN 12237, mit Doppelsicke",10,711.35,{"$f":"G233*(1-VLOOKUP(F233,Konditionen!$B:$G,6,0))","v":711.35}]
["Rohre","SREN","SREN315","Lindabrohr   SR    315       Meter","gem.DIN EN 12237, mit Doppelsicke",10,146.9,{"$f":"G234*(1-VLOOKUP(F234,Konditionen!$B:$G,6,0))","v":146.9}]
["Rohre","SREN","SREN3151200","Lindabrohr   SR    315.1200  Stück","gem.DIN EN 12237, mit Doppelsicke",10,176.25,{"$f":"G235*(1-VLOOKUP(F235,Konditionen!$B:$G,6,0))","v":176.25}]
["Rohre","SREN","SREN3152400","Lindabrohr   SR    315.2400  Stück","gem.DIN EN 12237, mit Doppelsicke",10,352.5,{"$f":"G236*(1-VLOOKUP(F236,Konditionen!$B:$G,6,0))","v":352.5}]
["Rohre","SREN","SREN3153000","Lindabrohr   SR    315.3000  Stück","gem.DIN EN 12237, mit Doppelsicke",10,440.65,{"$f":"G237*(1-VLOOKUP(F237,Konditionen!$B:$G,6,0))","v":440.65}]
["Rohre","SREN","SREN3156000","Lindabrohr   SR    315.6000  Stück","gem.DIN EN 12237, mit Doppelsicke",10,881.35,{"$f":"G238*(1-VLOOKUP(F238,Konditionen!$B:$G,6,0))","v":881.35}]
["Rohre","SREN","SREN355","Lindabrohr   SR    355       Meter","gem.DIN EN 12237, mit Doppelsicke",10,163.25,{"$f":"G239*(1-VLOOKUP(F239,Konditionen!$B:$G,6,0))","v":163.25}]
["Rohre","SREN","SREN3551200","Lindabrohr   SR    355.1200  Stück","gem.DIN EN 12237, mit Doppelsicke",10,195.85,{"$f":"G240*(1-VLOOKUP(F240,Konditionen!$B:$G,6,0))","v":195.85}]
["Rohre","SREN","SREN3552400","Lindabrohr   SR    355.2400  Stück","gem.DIN EN 12237, mit Doppelsicke",10,391.8,{"$f":"G241*(1-VLOOKUP(F241,Konditionen!$B:$G,6,0))","v":391.8}]
["Rohre","SREN","SREN3553000","Lindabrohr   SR    355.3000  Stück","gem.DIN EN 12237, mit Doppelsicke",10,489.7,{"$f":"G242*(1-VLOOKUP(F242,Konditionen!$B:$G,6,0))","v":489.7}]
["Rohre","SREN","SREN3556000","Lindabrohr   SR    355.6000  Stück","gem.DIN EN 12237, mit Doppelsicke",10,979.45,{"$f":"G243*(1-VLOOKUP(F243,Konditionen!$B:$G,6,0))","v":979.45}]
["Rohre","SREN","SREN400","Lindabrohr   SR    400       Meter","gem.DIN EN 12237, mit Doppelsicke",10,182.65,{"$f":"G244*(1-VLOOKUP(F244,Konditionen!$B:$G,6,0))","v":182.65}]
["Rohre","SREN","SREN4002400","Lindabrohr   SR    400.2400","gem.DIN EN 12237, mit Doppelsicke",10,438.4,{"$f":"G245*(1-VLOOKUP(F245,Konditionen!$B:$G,6,0))","v":438.4}]
["Rohre","SREN","SREN4003000","Lindabrohr   SR    400.3000  Stück","gem.DIN EN 12237, mit Doppelsicke",10,547.95000000000005,{"$f":"G246*(1-VLOOKUP(F246,Konditionen!$B:$G,6,0))","v":547.95000000000005}]
["Rohre","SREN","SREN4006000","Lindabrohr   SR    400.6000  Stück","gem.DIN EN 12237, mit Doppelsicke",10,1096,{"$f":"G247*(1-VLOOKUP(F247,Konditionen!$B:$G,6,0))","v":1096}]
["Rohre","SREN","SREN450","Lindabrohr   SR    450       Meter","gem.DIN EN 12237, mit Doppelsicke",10,205.55,{"$f":"G248*(1-VLOOKUP(F248,Konditionen!$B:$G,6,0))","v":205.55}]
["Rohre","SREN","SREN4502400","Lindabrohr   SR    450.2400","gem.DIN EN 12237, mit Doppelsicke",10,493.3,{"$f":"G249*(1-VLOOKUP(F249,Konditionen!$B:$G,6,0))","v":493.3}]
["Rohre","SREN","SREN4503000","Lindabrohr   SR    450.3000  Stück","gem.DIN EN 12237, mit Doppelsicke",10,616.70000000000005,{"$f":"G250*(1-VLOOKUP(F250,Konditionen!$B:$G,6,0))","v":616.70000000000005}]
["Rohre","SREN","SREN4506000","Lindabrohr   SR    450.6000  Stück","gem.DIN EN 12237, mit Doppelsicke",10,1233,{"$f":"G251*(1-VLOOKUP(F251,Konditionen!$B:$G,6,0))","v":1233}]
["Rohre","SREN","SREN500","Lindabrohr   SR    500       Meter","gem.DIN EN 12237, mit Doppelsicke",10,228,{"$f":"G252*(1-VLOOKUP(F252,Konditionen!$B:$G,6,0))","v":228}]
["Rohre","SREN","SREN5003000","Lindabrohr   SR    500.3000  Stück","gem.DIN EN 12237, mit Doppelsicke",10,684.05,{"$f":"G253*(1-VLOOKUP(F253,Konditionen!$B:$G,6,0))","v":684.05}]
["Rohre","SREN","SREN5006000","Lindabrohr   SR    500.6000  Stück","gem.DIN EN 12237, mit Doppelsicke",10,1368,{"$f":"G254*(1-VLOOKUP(F254,Konditionen!$B:$G,6,0))","v":1368}]
["Rohre","SREN","SREN560","Lindabrohr   SR    560       Meter","gem.DIN EN 12237, mit Doppelsicke",10,255.9,{"$f":"G255*(1-VLOOKUP(F255,Konditionen!$B:$G,6,0))","v":255.9}]
["Rohre","SREN","SREN5603000","Lindabrohr   SR    560.3000  Stück","gem.DIN EN 12237, mit Doppelsicke",10,767.75,{"$f":"G256*(1-VLOOKUP(F256,Konditionen!$B:$G,6,0))","v":767.75}]
["Rohre","SREN","SREN5606000","Lindabrohr   SR    560.6000  Stück","gem.DIN EN 12237, mit Doppelsicke",10,1536,{"$f":"G257*(1-VLOOKUP(F257,Konditionen!$B:$G,6,0))","v":1536}]
["Rohre","SREN","SREN600","Lindabrohr   SR    600       Meter","gem.DIN EN 12237, mit Doppelsicke",10,267.8,{"$f":"G258*(1-VLOOKUP(F258,Konditionen!$B:$G,6,0))","v":267.8}]
["Rohre","SREN","SREN6003000","Lindabrohr   SR    600.3000  Stück","gem.DIN EN 12237, mit Doppelsicke",10,803.4,{"$f":"G259*(1-VLOOKUP(F259,Konditionen!$B:$G,6,0))","v":803.4}]
["Rohre","SREN","SREN6006000","Lindabrohr   SR    600.6000  Stück","gem.DIN EN 12237, mit Doppelsicke",10,1607,{"$f":"G260*(1-VLOOKUP(F260,Konditionen!$B:$G,6,0))","v":1607}]
["Rohre","SREN","SREN63","Lindabrohr   SR    63        Meter","gem.DIN EN 12237",10,32.25,{"$f":"G261*(1-VLOOKUP(F261,Konditionen!$B:$G,6,0))","v":32.25}]
["Rohre","SREN","SREN630","Lindabrohr   SR    630       Meter","gem.DIN EN 12237, mit Doppelsicke",10,368.7,{"$f":"G262*(1-VLOOKUP(F262,Konditionen!$B:$G,6,0))","v":368.7}]
["Rohre","SREN","SREN6303000","Lindabrohr   SR    630.3000  Stück","gem.DIN EN 12237, mit Doppelsicke",10,1106,{"$f":"G263*(1-VLOOKUP(F263,Konditionen!$B:$G,6,0))","v":1106}]
["Rohre","SREN","SREN6306000","Lindabrohr   SR    630.6000  Stück","gem.DIN EN 12237, mit Doppelsicke",10,2212,{"$f":"G264*(1-VLOOKUP(F264,Konditionen!$B:$G,6,0))","v":2212}]
["Rohre","SREN","SREN631200","Lindabrohr   SR     63.1200  Stück","gem. DIN EN 12237",10,38.700000000000003,{"$f":"G265*(1-VLOOKUP(F265,Konditionen!$B:$G,6,0))","v":38.700000000000003}]
["Rohre","SREN","SREN632400","Lindabrohr   SR     63.2400  Stück","gem. DIN EN 12237",10,77.45,{"$f":"G266*(1-VLOOKUP(F266,Konditionen!$B:$G,6,0))","v":77.45}]
["Rohre","SREN","SREN633000","Lindabrohr   SR     63.3000  Stück","gem.DIN EN 12237",10,96.75,{"$f":"G267*(1-VLOOKUP(F267,Konditionen!$B:$G,6,0))","v":96.75}]
["Rohre","SREN","SREN636000","Lindabrohr   SR     63.6000  Stück","gem.DIN EN 12237",10,193.55,{"$f":"G268*(1-VLOOKUP(F268,Konditionen!$B:$G,6,0))","v":193.55}]
["Rohre","SREN","SREN71","Lindabrohr   SR    71        Meter","gem.DIN EN 12237",10,32.25,{"$f":"G269*(1-VLOOKUP(F269,Konditionen!$B:$G,6,0))","v":32.25}]
["Rohre","SREN","SREN710","Lindabrohr   SR    710       Meter","gem.DIN EN 12237, mit Doppelsicke",10,416.5,{"$f":"G270*(1-VLOOKUP(F270,Konditionen!$B:$G,6,0))","v":416.5}]
["Rohre","SREN","SREN7103000","Lindabrohr   SR    710.3000  Stück","gem.DIN EN 12237, mit Doppelsicke",10,1250,{"$f":"G271*(1-VLOOKUP(F271,Konditionen!$B:$G,6,0))","v":1250}]
["Rohre","SREN","SREN7106000","Lindabrohr   SR    710.6000  Stück","gem.DIN EN 12237, mit Doppelsicke",10,2499,{"$f":"G272*(1-VLOOKUP(F272,Konditionen!$B:$G,6,0))","v":2499}]
["Rohre","SREN","SREN711200","Lindabrohr   SR     71.1200  Stück","gem.DIN EN 12237",10,38.700000000000003,{"$f":"G273*(1-VLOOKUP(F273,Konditionen!$B:$G,6,0))","v":38.700000000000003}]
["Rohre","SREN","SREN712400","Lindabrohr   SR     71.2400  Stück","gem.DIN EN 12237",10,77.45,{"$f":"G274*(1-VLOOKUP(F274,Konditionen!$B:$G,6,0))","v":77.45}]
["Rohre","SREN","SREN713000","Lindabrohr   SR     71.3000  Stück","gem.DIN EN 12237",10,96.75,{"$f":"G275*(1-VLOOKUP(F275,Konditionen!$B:$G,6,0))","v":96.75}]
["Rohre","SREN","SREN716000","Lindabrohr   SR     71.6000  Stück","gem.DIN EN 12237",10,193.55,{"$f":"G276*(1-VLOOKUP(F276,Konditionen!$B:$G,6,0))","v":193.55}]
["Rohre","SREN","SREN80","Lindabrohr   SR    80        Meter","gem.DIN EN 12237",10,32.25,{"$f":"G277*(1-VLOOKUP(F277,Konditionen!$B:$G,6,0))","v":32.25}]
["Rohre","SREN","SREN800","Lindabrohr   SR    800       Meter","gem.DIN EN 12237, mit Doppelsicke",10,457.55,{"$f":"G278*(1-VLOOKUP(F278,Konditionen!$B:$G,6,0))","v":457.55}]
["Rohre","SREN","SREN8003000","Lindabrohr   SR    800.3000  Stück","gem.DIN EN 12237, mit Doppelsicke",10,1373,{"$f":"G279*(1-VLOOKUP(F279,Konditionen!$B:$G,6,0))","v":1373}]
["Rohre","SREN","SREN8006000","Lindabrohr   SR    800.6000  Stück","gem.DIN EN 12237, mit Doppelsicke",10,2745,{"$f":"G280*(1-VLOOKUP(F280,Konditionen!$B:$G,6,0))","v":2745}]
["Rohre","SREN","SREN801200","Lindabrohr   SR     80.1200  Stück","gem.DIN EN 12237",10,38.700000000000003,{"$f":"G281*(1-VLOOKUP(F281,Konditionen!$B:$G,6,0))","v":38.700000000000003}]
["Rohre","SREN","SREN802400","Lindabrohr   SR     80.2400  Stück","gem.DIN EN 12237",10,77.45,{"$f":"G282*(1-VLOOKUP(F282,Konditionen!$B:$G,6,0))","v":77.45}]
["Rohre","SREN","SREN803000","Lindabrohr   SR     80.3000  Stück","gem.DIN EN 12237",10,96.75,{"$f":"G283*(1-VLOOKUP(F283,Konditionen!$B:$G,6,0))","v":96.75}]
["Rohre","SREN","SREN806000","Lindabrohr   SR     80.6000  Stück","gem.DIN EN 12237",10,193.55,{"$f":"G284*(1-VLOOKUP(F284,Konditionen!$B:$G,6,0))","v":193.55}]
["Rohre","SREN","SREN90","Lindabrohr   SR    90        Meter","gem.DIN EN 12237",10,39.15,{"$f":"G285*(1-VLOOKUP(F285,Konditionen!$B:$G,6,0))","v":39.15}]
["Rohre","SREN","SREN900","Lindabrohr   SR    900       Meter","gem.DIN EN 12237, mit Doppelsicke",10,518.75,{"$f":"G286*(1-VLOOKUP(F286,Konditionen!$B:$G,6,0))","v":518.75}]
["Rohre","SREN","SREN9003000","Lindabrohr   SR    900.3000  Stück","gem.DIN EN 12237, mit Doppelsicke",10,1556,{"$f":"G287*(1-VLOOKUP(F287,Konditionen!$B:$G,6,0))","v":1556}]
["Rohre","SREN","SREN9006000","Lindabrohr   SR    900.6000  Stück","gem. DIN EN 12237, mit Doppelsicke",10,3113,{"$f":"G288*(1-VLOOKUP(F288,Konditionen!$B:$G,6,0))","v":3113}]
["Rohre","SREN","SREN901200","Lindabrohr   SR     90.1200  Stück","gem.DIN EN 12237",10,47.05,{"$f":"G289*(1-VLOOKUP(F289,Konditionen!$B:$G,6,0))","v":47.05}]
["Rohre","SREN","SREN902400","Lindabrohr   SR     90.2400  Stück","gem.DIN EN 12237",10,94,{"$f":"G290*(1-VLOOKUP(F290,Konditionen!$B:$G,6,0))","v":94}]
["Rohre","SREN","SREN903000","Lindabrohr   SR     90.3000  Stück","gem.DIN EN 12237",10,117.5,{"$f":"G291*(1-VLOOKUP(F291,Konditionen!$B:$G,6,0))","v":117.5}]
["Rohre","SREN","SREN906000","Lindabrohr   SR     90.6000  Stück","gem.DIN EN 12237",10,235,{"$f":"G292*(1-VLOOKUP(F292,Konditionen!$B:$G,6,0))","v":235}]
["Rohre","SRPERF","SRPERF1002400","perforiert. Rohr SRP 0,6  100.2400","freier Querschnitt 33 %",10,419.5,{"$f":"G293*(1-VLOOKUP(F293,Konditionen!$B:$G,6,0))","v":419.5}]
["Rohre","SRPERF","SRPERF1122400","perforiert. Rohr SRP 0,6  112.2400","freier Querschnitt 33 %",10,526.25,{"$f":"G294*(1-VLOOKUP(F294,Konditionen!$B:$G,6,0))","v":526.25}]
["Rohre","SRPERF","SRPERF1252400","perforiert. Rohr SRP 0,6  125.2400","freier Querschnitt 33 %",10,526.25,{"$f":"G295*(1-VLOOKUP(F295,Konditionen!$B:$G,6,0))","v":526.25}]
["Rohre","SRPERF","SRPERF1402400","perforiert. Rohr SRP 0,6  140.2400","freier Querschnitt 33 %",10,667.75,{"$f":"G296*(1-VLOOKUP(F296,Konditionen!$B:$G,6,0))","v":667.75}]
["Rohre","SRPERF","SRPERF1502400","perforiert. Rohr SRP 0,6  150.2400","freier Querschnitt 33 %",10,667.75,{"$f":"G297*(1-VLOOKUP(F297,Konditionen!$B:$G,6,0))","v":667.75}]
["Rohre","SRPERF","SRPERF1602400","perforiert. Rohr SRP 0,6  160.2400","freier Querschnitt 33 %",10,667.75,{"$f":"G298*(1-VLOOKUP(F298,Konditionen!$B:$G,6,0))","v":667.75}]
["Rohre","SRPERF","SRPERF1802400","perforiert. Rohr SRP 0,6  180.2400","freier Querschnitt 33 %",10,834.3,{"$f":"G299*(1-VLOOKUP(F299,Konditionen!$B:$G,6,0))","v":834.3}]
["Rohre","SRPERF","SRPERF2002400","perforiert. Rohr SRP 0,6  200.2400","freier Querschnitt 33 %",10,834.3,{"$f":"G300*(1-VLOOKUP(F300,Konditionen!$B:$G,6,0))","v":834.3}]
["Rohre","SRPERF","SRPERF2242400","perforiert. Rohr SRP 0,6  224.2400","freier Querschnitt 33 %",10,1044,{"$f":"G301*(1-VLOOKUP(F301,Konditionen!$B:$G,6,0))","v":1044}]
["Rohre","SRPERF","SRPERF2502400","perforiert. Rohr SRP 0,6  250.2400","freier Querschnitt 33 %",10,1044,{"$f":"G302*(1-VLOOKUP(F302,Konditionen!$B:$G,6,0))","v":1044}]
["Rohre","SRPERF","SRPERF2802400","perforiert. Rohr SRP 0,6  280.2400","freier Querschnitt 33 %",10,1252,{"$f":"G303*(1-VLOOKUP(F303,Konditionen!$B:$G,6,0))","v":1252}]
["Rohre","SRPERF","SRPERF3002400","perforiert. Rohr SRP 0,6  300.2400","freier Querschnitt 33 %",10,1252,{"$f":"G304*(1-VLOOKUP(F304,Konditionen!$B:$G,6,0))","v":1252}]
["Rohre","SRPERF","SRPERF3152400","perforiert. Rohr SRP 0,6  315.2400","freier Querschnitt 33 %",10,1315,{"$f":"G305*(1-VLOOKUP(F305,Konditionen!$B:$G,6,0))","v":1315}]
["Rohre","SRPERF","SRPERF3552400","perforiert. Rohr SRP 0,6  355.2400","freier Querschnitt 33 %",10,1482,{"$f":"G306*(1-VLOOKUP(F306,Konditionen!$B:$G,6,0))","v":1482}]
["Rohre","SRPERF","SRPERF4002400","perforiert. Rohr SRP 0,6  400.2400","freier Querschnitt 33 %",10,1670,{"$f":"G307*(1-VLOOKUP(F307,Konditionen!$B:$G,6,0))","v":1670}]
["Rohre","SRPERF","SRPERF4502400","perforiert. Rohr SRP 0,6  450.2400","freier Querschnitt 33 %",10,1878,{"$f":"G308*(1-VLOOKUP(F308,Konditionen!$B:$G,6,0))","v":1878}]
["Rohre","SRPERF","SRPERF5002400","perforiert. Rohr SRP 0,6  500.2400","freier Querschnitt 33 %",10,2086,{"$f":"G309*(1-VLOOKUP(F309,Konditionen!$B:$G,6,0))","v":2086}]
["Rohre","SRPERF","SRPERF5602400","perforiert. Rohr SRP 0,6  560.2400","freier Querschnitt 33 %",10,2338,{"$f":"G310*(1-VLOOKUP(F310,Konditionen!$B:$G,6,0))","v":2338}]
["Rohre","SRPERF","SRPERF6002400","perforiert. Rohr SRP 0,6  600.2400","freier Querschnitt 33 %",10,2630,{"$f":"G311*(1-VLOOKUP(F311,Konditionen!$B:$G,6,0))","v":2630}]
["Rohre","SRPERF","SRPERF6302400","perforiert. Rohr SRP 0,6  630.2400","freier Querschnitt 33 %",10,2630,{"$f":"G312*(1-VLOOKUP(F312,Konditionen!$B:$G,6,0))","v":2630}]
["Rohre","SRPERF","SRPERF7102400","perforiert. Rohr SRP 0,6  710.2400","freier Querschnitt 33 %",10,2964,{"$f":"G313*(1-VLOOKUP(F313,Konditionen!$B:$G,6,0))","v":2964}]
["Rohre","SRPERF","SRPERF8002400","perforiert. Rohr SRP 0,6  800.2400","freier Querschnitt 33 %",10,3338,{"$f":"G314*(1-VLOOKUP(F314,Konditionen!$B:$G,6,0))","v":3338}]
["Rohre","SRPERF","SRPERF9002400","perforiert. Rohr SRP 0,6  900.2400","freier Querschnitt 33 %",10,3756,{"$f":"G315*(1-VLOOKUP(F315,Konditionen!$B:$G,6,0))","v":3756}]
["Rohre","SRENC","SRENC803000","Lindabrohr SR CLICK  80.3000  Stück","gem.DIN EN 12237",10,96.75,{"$f":"G316*(1-VLOOKUP(F316,Konditionen!$B:$G,6,0))","v":96.75}]
["Rohre","SRENOS","SRENOS1003000","Lindabrohr   SR    100.3000  Stück","gem.DIN EN 12237, ohne Stempel",10,117.6,{"$f":"G317*(1-VLOOKUP(F317,Konditionen!$B:$G,6,0))","v":117.6}]
["Rohre","SRENOS","SRENOS803000","Lindabrohr   SR     80.3000  Stück","gem.DIN EN 12237, ohne Stempel",10,96.85,{"$f":"G318*(1-VLOOKUP(F318,Konditionen!$B:$G,6,0))","v":96.85}]
["Rohre","SRENOS","SRENOS1123000","Lindabrohr   SR    112.3000  Stück","gem.DIN EN 12237, ohne Stempel",10,147.05000000000001,{"$f":"G319*(1-VLOOKUP(F319,Konditionen!$B:$G,6,0))","v":147.05000000000001}]
["Rohre","SRENOS","SRENOS1253000","Lindabrohr   SR    125.3000  Stück","gem.DIN EN 12237, ohne Stempel",10,147.05000000000001,{"$f":"G320*(1-VLOOKUP(F320,Konditionen!$B:$G,6,0))","v":147.05000000000001}]
["Rohre","SRENOS","SRENOS1403000","Lindabrohr   SR    140.3000  Stück","gem.DIN EN 12237, ohne Stempel",10,187.55,{"$f":"G321*(1-VLOOKUP(F321,Konditionen!$B:$G,6,0))","v":187.55}]
["Rohre","SRENOS","SRENOS1503000","Lindabrohr   SR    150.3000  Stück","gem.DIN EN 12237, ohne Stempel",10,187.55,{"$f":"G322*(1-VLOOKUP(F322,Konditionen!$B:$G,6,0))","v":187.55}]
["Rohre","SRENOS","SRENOS1603000","Lindabrohr   SR    160.3000  Stück","gem.DIN EN 12237, ohne Stempel",10,187.55,{"$f":"G323*(1-VLOOKUP(F323,Konditionen!$B:$G,6,0))","v":187.55}]
["Rohre","SRENOS","SRENOS1803000","Lindabrohr   SR    180.3000  Stück","gem.DIN EN 12237, ohne Stempel",10,237.2,{"$f":"G324*(1-VLOOKUP(F324,Konditionen!$B:$G,6,0))","v":237.2}]
["Rohre","SRENOS","SRENOS2003000","Lindabrohr   SR    200.3000  Stück","gem.DIN EN 12237, ohne Stempel",10,237.2,{"$f":"G325*(1-VLOOKUP(F325,Konditionen!$B:$G,6,0))","v":237.2}]
["Rohre","SRENOS","SRENOS2243000","Lindabrohr   SR    224.3000  Stück","gem.DIN EN 12237, ohne Stempel",10,297.60000000000002,{"$f":"G326*(1-VLOOKUP(F326,Konditionen!$B:$G,6,0))","v":297.60000000000002}]
["Rohre","SRENOS","SRENOS2503000","Lindabrohr   SR    250.3000  Stück","gem.DIN EN 12237, ohne Stempel,",10,297.60000000000002,{"$f":"G327*(1-VLOOKUP(F327,Konditionen!$B:$G,6,0))","v":297.60000000000002}]
["Rohre","SRENOS","SRENOS2803000","Lindabrohr   SR    280.3000  Stück","gem.DIN EN 12237, ohne Stempel,",10,355.3,{"$f":"G328*(1-VLOOKUP(F328,Konditionen!$B:$G,6,0))","v":355.3}]
["Rohre","SRENOS","SRENOS3003000","Lindabrohr   SR    300.3000  Stück","gem.DIN EN 12237, ohne Stempel,",10,355.3,{"$f":"G329*(1-VLOOKUP(F329,Konditionen!$B:$G,6,0))","v":355.3}]
["Rohre","SRENOS","SRENOS3153000","Lindabrohr   SR    315.3000  Stück","gem.DIN EN 12237, ohne Stempel,",10,440.75,{"$f":"G330*(1-VLOOKUP(F330,Konditionen!$B:$G,6,0))","v":440.75}]
["Rohre","SRENOS","SRENOS3553000","Lindabrohr   SR    355.3000  Stück","gem.DIN EN 12237, ohne Stempel,",10,489.45,{"$f":"G331*(1-VLOOKUP(F331,Konditionen!$B:$G,6,0))","v":489.45}]
["Rohre","SRENOS","SRENOS4003000","Lindabrohr   SR    400.3000  Stück","gem.DIN EN 12237, ohne Stempel,",10,547.85,{"$f":"G332*(1-VLOOKUP(F332,Konditionen!$B:$G,6,0))","v":547.85}]
["Rohre","SRENOS","SRENOS4503000","Lindabrohr   SR    450.3000  Stück","gem.DIN EN 12237, ohne Stempel,",10,616.6,{"$f":"G333*(1-VLOOKUP(F333,Konditionen!$B:$G,6,0))","v":616.6}]
["Rohre","SRENOS","SRENOS5003000","Lindabrohr   SR    500.3000  Stück","gem.DIN EN 12237, ohne Stempel,",10,684,{"$f":"G334*(1-VLOOKUP(F334,Konditionen!$B:$G,6,0))","v":684}]
["Rohre","SRENOS","SRENOS5603000","Lindabrohr   SR    560.3000  Stück","gem.DIN EN 12237, ohne Stempel,",10,767.85,{"$f":"G335*(1-VLOOKUP(F335,Konditionen!$B:$G,6,0))","v":767.85}]
["Rohre","SRENOS","SRENOS6003000","Lindabrohr   SR    600.3000  Stück","gem.DIN EN 12237, ohne Stempel,",10,803.6,{"$f":"G336*(1-VLOOKUP(F336,Konditionen!$B:$G,6,0))","v":803.6}]
["Rohre","SRENOS","SRENOS6303000","Lindabrohr   SR    630.3000  Stück","gem.DIN EN 12237, ohne Stempel,",10,1106,{"$f":"G337*(1-VLOOKUP(F337,Konditionen!$B:$G,6,0))","v":1106}]
["Rohre","SRENOS","SRENOS7103000","Lindabrohr   SR    710.3000  Stück","gem.DIN EN 12237, ohne Stempel,",10,1250,{"$f":"G338*(1-VLOOKUP(F338,Konditionen!$B:$G,6,0))","v":1250}]
["Rohre","SRENC","SRENC80","Lindabrohr   SR CLICK 80     Meter","gem.DIN EN 12237",10,32.25,{"$f":"G339*(1-VLOOKUP(F339,Konditionen!$B:$G,6,0))","v":32.25}]
["Rohre","LNR","LNR1001000","Längsnahtrohr    LNR     100.1000","",10,109,{"$f":"G340*(1-VLOOKUP(F340,Konditionen!$B:$G,6,0))","v":109}]
["Rohre","LNR","LNR100500","Längsnahtrohr    LNR     100.500","",10,67.900000000000006,{"$f":"G341*(1-VLOOKUP(F341,Konditionen!$B:$G,6,0))","v":67.900000000000006}]
["Rohre","LNR","LNR1121000","Längsnahtrohr    LNR     112.1000","",10,123.8,{"$f":"G342*(1-VLOOKUP(F342,Konditionen!$B:$G,6,0))","v":123.8}]
["Rohre","LNR","LNR112500","Längsnahtrohr    LNR     112.500","",10,80.25,{"$f":"G343*(1-VLOOKUP(F343,Konditionen!$B:$G,6,0))","v":80.25}]
["Rohre","LNR","LNR1251000","Längsnahtrohr    LNR     125.1000","",10,123.8,{"$f":"G344*(1-VLOOKUP(F344,Konditionen!$B:$G,6,0))","v":123.8}]
["Rohre","LNR","LNR125500","Längsnahtrohr    LNR     125.500","",10,80.25,{"$f":"G345*(1-VLOOKUP(F345,Konditionen!$B:$G,6,0))","v":80.25}]
["Rohre","LNR","LNR1401000","Längsnahtrohr    LNR     140.1000","",10,148.19999999999999,{"$f":"G346*(1-VLOOKUP(F346,Konditionen!$B:$G,6,0))","v":148.19999999999999}]
["Rohre","LNR","LNR140500","Längsnahtrohr    LNR     140.500","",10,89.6,{"$f":"G347*(1-VLOOKUP(F347,Konditionen!$B:$G,6,0))","v":89.6}]
["Rohre","LNR","LNR1501000","Längsnahtrohr    LNR     150.1000","",10,148.19999999999999,{"$f":"G348*(1-VLOOKUP(F348,Konditionen!$B:$G,6,0))","v":148.19999999999999}]
["Rohre","LNR","LNR150500","Längsnahtrohr    LNR     150.500","",10,89.6,{"$f":"G349*(1-VLOOKUP(F349,Konditionen!$B:$G,6,0))","v":89.6}]
["Rohre","LNR","LNR1601000","Längsnahtrohr    LNR     160.1000","",10,148.19999999999999,{"$f":"G350*(1-VLOOKUP(F350,Konditionen!$B:$G,6,0))","v":148.19999999999999}]
["Rohre","LNR","LNR1601500","Längsnahtrohr    LNR     160.1500","",10,226.8,{"$f":"G351*(1-VLOOKUP(F351,Konditionen!$B:$G,6,0))","v":226.8}]
["Rohre","LNR","LNR1602000","Längsnahtrohr    LNR     160.2000","",10,304.95,{"$f":"G352*(1-VLOOKUP(F352,Konditionen!$B:$G,6,0))","v":304.95}]
["Rohre","LNR","LNR160500","Längsnahtrohr    LNR     160.500","",10,89.6,{"$f":"G353*(1-VLOOKUP(F353,Konditionen!$B:$G,6,0))","v":89.6}]
["Rohre","LNR","LNR1801000","Längsnahtrohr    LNR     180.1000","",10,174.6,{"$f":"G354*(1-VLOOKUP(F354,Konditionen!$B:$G,6,0))","v":174.6}]
["Rohre","LNR","LNR1801500","Längsnahtrohr    LNR     180.1500","",10,262.10000000000002,{"$f":"G355*(1-VLOOKUP(F355,Konditionen!$B:$G,6,0))","v":262.10000000000002}]
["Rohre","LNR","LNR1802000","Längsnahtrohr    LNR     180.2000","",10,355.95,{"$f":"G356*(1-VLOOKUP(F356,Konditionen!$B:$G,6,0))","v":355.95}]
["Rohre","LNR","LNR180500","Längsnahtrohr    LNR     180.500","",10,109,{"$f":"G357*(1-VLOOKUP(F357,Konditionen!$B:$G,6,0))","v":109}]
["Rohre","LNR","LNR2001000","Längsnahtrohr    LNR     200.1000","",10,174.6,{"$f":"G358*(1-VLOOKUP(F358,Konditionen!$B:$G,6,0))","v":174.6}]
["Rohre","LNR","LNR2001500","Längsnahtrohr    LNR     200.1500","",10,262.10000000000002,{"$f":"G359*(1-VLOOKUP(F359,Konditionen!$B:$G,6,0))","v":262.10000000000002}]
["Rohre","LNR","LNR2002000","Längsnahtrohr    LNR     200.2000","",10,355.95,{"$f":"G360*(1-VLOOKUP(F360,Konditionen!$B:$G,6,0))","v":355.95}]
["Rohre","LNR","LNR200500","Längsnahtrohr    LNR     200.500","",10,109,{"$f":"G361*(1-VLOOKUP(F361,Konditionen!$B:$G,6,0))","v":109}]
["Rohre","LNR","LNR2241000","Längsnahtrohr    LNR     224.1000","",10,206.6,{"$f":"G362*(1-VLOOKUP(F362,Konditionen!$B:$G,6,0))","v":206.6}]
["Rohre","LNR","LNR2241500","Längsnahtrohr    LNR     224.1500","in 0,7mm",10,320.5,{"$f":"G363*(1-VLOOKUP(F363,Konditionen!$B:$G,6,0))","v":320.5}]
["Rohre","LNR","LNR2242000","Längsnahtrohr    LNR     224.2000","in 0,7mm",10,438.1,{"$f":"G364*(1-VLOOKUP(F364,Konditionen!$B:$G,6,0))","v":438.1}]
["Rohre","LNR","LNR224500","Längsnahtrohr    LNR     224.500","",10,123.8,{"$f":"G365*(1-VLOOKUP(F365,Konditionen!$B:$G,6,0))","v":123.8}]
["Rohre","LNR","LNR2501000","Längsnahtrohr    LNR     250.1000","",10,206.6,{"$f":"G366*(1-VLOOKUP(F366,Konditionen!$B:$G,6,0))","v":206.6}]
["Rohre","LNR","LNR2501500","Längsnahtrohr    LNR     250.1500","",10,320.5,{"$f":"G367*(1-VLOOKUP(F367,Konditionen!$B:$G,6,0))","v":320.5}]
["Rohre","LNR","LNR2502000","Längsnahtrohr    LNR     250.2000","",10,438.1,{"$f":"G368*(1-VLOOKUP(F368,Konditionen!$B:$G,6,0))","v":438.1}]
["Rohre","LNR","LNR250500","Längsnahtrohr    LNR     250.500","",10,123.8,{"$f":"G369*(1-VLOOKUP(F369,Konditionen!$B:$G,6,0))","v":123.8}]
["Rohre","LNR","LNR2801000","Längsnahtrohr    LNR     280.1000","",10,238.15,{"$f":"G370*(1-VLOOKUP(F370,Konditionen!$B:$G,6,0))","v":238.15}]
["Rohre","LNR","LNR2801500","Längsnahtrohr    LNR     280.1500","",10,355.95,{"$f":"G371*(1-VLOOKUP(F371,Konditionen!$B:$G,6,0))","v":355.95}]
["Rohre","LNR","LNR2802000","Längsnahtrohr    LNR     280.2000","",10,500.45,{"$f":"G372*(1-VLOOKUP(F372,Konditionen!$B:$G,6,0))","v":500.45}]
["Rohre","LNR","LNR280500","Längsnahtrohr    LNR      280.500","",10,148.19999999999999,{"$f":"G373*(1-VLOOKUP(F373,Konditionen!$B:$G,6,0))","v":148.19999999999999}]
["Rohre","LNR","LNR3001000","Längsnahtrohr    LNR     300.1000","",10,238.15,{"$f":"G374*(1-VLOOKUP(F374,Konditionen!$B:$G,6,0))","v":238.15}]
["Rohre","LNR","LNR3001500","Längsnahtrohr    LNR     300.1500","",10,355.95,{"$f":"G375*(1-VLOOKUP(F375,Konditionen!$B:$G,6,0))","v":355.95}]
["Rohre","LNR","LNR3002000","Längsnahtrohr    LNR     300.2000","",10,500.45,{"$f":"G376*(1-VLOOKUP(F376,Konditionen!$B:$G,6,0))","v":500.45}]
["Rohre","LNR","LNR300500","Längsnahtrohr    LNR     300.500","",10,148.19999999999999,{"$f":"G377*(1-VLOOKUP(F377,Konditionen!$B:$G,6,0))","v":148.19999999999999}]
["Rohre","LNR","LNR3151000","Längsnahtrohr    LNR     315.1000","",10,306.95,{"$f":"G378*(1-VLOOKUP(F378,Konditionen!$B:$G,6,0))","v":306.95}]
["Rohre","LNR","LNR3151500","Längsnahtrohr    LNR     315.1500","",10,376.05,{"$f":"G379*(1-VLOOKUP(F379,Konditionen!$B:$G,6,0))","v":376.05}]
["Rohre","LNR","LNR3152000","Längsnahtrohr    LNR     315.2000","",10,524.79999999999995,{"$f":"G380*(1-VLOOKUP(F380,Konditionen!$B:$G,6,0))","v":524.79999999999995}]
["Rohre","LNR","LNR315500","Längsnahtrohr    LNR     315.500","",10,174.6,{"$f":"G381*(1-VLOOKUP(F381,Konditionen!$B:$G,6,0))","v":174.6}]
["Rohre","LNR","LNR3551000","Längsnahtrohr    LNR     355.1000","",10,323,{"$f":"G382*(1-VLOOKUP(F382,Konditionen!$B:$G,6,0))","v":323}]
["Rohre","LNR","LNR3551500","Längsnahtrohr    LNR     355.1500","",10,429.9,{"$f":"G383*(1-VLOOKUP(F383,Konditionen!$B:$G,6,0))","v":429.9}]
["Rohre","LNR","LNR3552000","Längsnahtrohr    LNR     355.2000","",10,602.04999999999995,{"$f":"G384*(1-VLOOKUP(F384,Konditionen!$B:$G,6,0))","v":602.04999999999995}]
["Rohre","LNR","LNR355500","Längsnahtrohr    LNR     355.500","",10,195.65,{"$f":"G385*(1-VLOOKUP(F385,Konditionen!$B:$G,6,0))","v":195.65}]
["Rohre","LNR","LNR4001000","Längsnahtrohr    LNR     400.1000","",10,384.1,{"$f":"G386*(1-VLOOKUP(F386,Konditionen!$B:$G,6,0))","v":384.1}]
["Rohre","LNR","LNR4001500","Längsnahtrohr    LNR     400.1500","",10,559.04999999999995,{"$f":"G387*(1-VLOOKUP(F387,Konditionen!$B:$G,6,0))","v":559.04999999999995}]
["Rohre","LNR","LNR4002000","Längsnahtrohr    LNR     400.2000","",10,776.85,{"$f":"G388*(1-VLOOKUP(F388,Konditionen!$B:$G,6,0))","v":776.85}]
["Rohre","LNR","LNR400500","Längsnahtrohr    LNR     400.500","",10,229.3,{"$f":"G389*(1-VLOOKUP(F389,Konditionen!$B:$G,6,0))","v":229.3}]
["Rohre","LNR","LNR4501000","Längsnahtrohr    LNR     450.1000","",10,436.3,{"$f":"G390*(1-VLOOKUP(F390,Konditionen!$B:$G,6,0))","v":436.3}]
["Rohre","LNR","LNR4501500","Längsnahtrohr    LNR     450.1500","",10,635.29999999999995,{"$f":"G391*(1-VLOOKUP(F391,Konditionen!$B:$G,6,0))","v":635.29999999999995}]
["Rohre","LNR","LNR4502000","Längsnahtrohr    LNR     450.2000","",10,881.4,{"$f":"G392*(1-VLOOKUP(F392,Konditionen!$B:$G,6,0))","v":881.4}]
["Rohre","LNR","LNR450500","Längsnahtrohr    LNR     450.500","",10,257.3,{"$f":"G393*(1-VLOOKUP(F393,Konditionen!$B:$G,6,0))","v":257.3}]
["Rohre","LNR","LNR5001000","Längsnahtrohr    LNR     500.1000","mit 2 Falzen",10,486.95,{"$f":"G394*(1-VLOOKUP(F394,Konditionen!$B:$G,6,0))","v":486.95}]
["Rohre","LNR","LNR5001500","Längsnahtrohr    LNR     500.1500","mit 2 Falzen",10,702.1,{"$f":"G395*(1-VLOOKUP(F395,Konditionen!$B:$G,6,0))","v":702.1}]
["Rohre","LNR","LNR5002000","Längsnahtrohr    LNR     500.2000","mit 2 Falzen",10,970.85,{"$f":"G396*(1-VLOOKUP(F396,Konditionen!$B:$G,6,0))","v":970.85}]
["Rohre","LNR","LNR500500","Längsnahtrohr    LNR     500.500","mit 2 Falzen",10,287.55,{"$f":"G397*(1-VLOOKUP(F397,Konditionen!$B:$G,6,0))","v":287.55}]
["Rohre","LNR","LNR5601000","Längsnahtrohr    LNR     560.1000","mit 2 Falzen",10,784.55,{"$f":"G398*(1-VLOOKUP(F398,Konditionen!$B:$G,6,0))","v":784.55}]
["Rohre","LNR","LNR5601500","Längsnahtrohr    LNR     560.1500","in 0,9mm, mit 2 Falzen",10,1196,{"$f":"G399*(1-VLOOKUP(F399,Konditionen!$B:$G,6,0))","v":1196}]
["Rohre","LNR","LNR5602000","Längsnahtrohr    LNR     560.2000","in 0,9mm, mit 2 Falzen",10,1595,{"$f":"G400*(1-VLOOKUP(F400,Konditionen!$B:$G,6,0))","v":1595}]
["Rohre","LNR","LNR560500","Längsnahtrohr    LNR     560.500","in 0,9mm, mit 2 Falzen",10,478.25,{"$f":"G401*(1-VLOOKUP(F401,Konditionen!$B:$G,6,0))","v":478.25}]
["Rohre","LNR","LNR6001500","Längsnahtrohr    LNR     600.1500","in 0,9mm, mit 2 Falzen",10,1285,{"$f":"G402*(1-VLOOKUP(F402,Konditionen!$B:$G,6,0))","v":1285}]
["Rohre","LNR","LNR6002000","Längsnahtrohr    LNR     600.2000","in 0,9mm, mit 2 Falzen",10,1768,{"$f":"G403*(1-VLOOKUP(F403,Konditionen!$B:$G,6,0))","v":1768}]
["Rohre","LNR","LNR600500","Längsnahtrohr    LNR     600.500","in 0,9mm, mit 2 Falzen",10,514.9,{"$f":"G404*(1-VLOOKUP(F404,Konditionen!$B:$G,6,0))","v":514.9}]
["Rohre","LNR","LNR6301500","Längsnahtrohr    LNR     630.1500","in 0,9mm, mit 2 Falzen",10,1591,{"$f":"G405*(1-VLOOKUP(F405,Konditionen!$B:$G,6,0))","v":1591}]
["Rohre","LNR","LNR6302000","Längsnahtrohr    LNR     630.2000","in 0,9mm, mit 2 Falzen",10,1789,{"$f":"G406*(1-VLOOKUP(F406,Konditionen!$B:$G,6,0))","v":1789}]
["Rohre","LNR","LNR630500","Längsnahtrohr    LNR     630.500","in 0,9mm, mit 2 Falzen",10,530.79999999999995,{"$f":"G407*(1-VLOOKUP(F407,Konditionen!$B:$G,6,0))","v":530.79999999999995}]
["Rohre","LNR","LNR6001000","Längsnahtrohr    LNR     600.1000","in 0,9mm, mit 2 Falzen",10,884.05,{"$f":"G408*(1-VLOOKUP(F408,Konditionen!$B:$G,6,0))","v":884.05}]
["Rohre","LNR","LNR6301000","Längsnahtrohr    LNR     630.1000","in 0,9mm, mit 2 Falzen",10,969.55,{"$f":"G409*(1-VLOOKUP(F409,Konditionen!$B:$G,6,0))","v":969.55}]
["Rohre","LNR","LNR250540","Längsnahtrohr    LNR     250.540","",10,206.6,{"$f":"G410*(1-VLOOKUP(F410,Konditionen!$B:$G,6,0))","v":206.6}]
["Rohre","LNR","LNR2501230","Längsnahtrohr    LNR     250.1230","",10,320.5,{"$f":"G411*(1-VLOOKUP(F411,Konditionen!$B:$G,6,0))","v":320.5}]
["Flex","DRATMFU","DRATMFU1001000","Flex-Verbinder DRATMFU     100.1000","",11,69.25,{"$f":"G412*(1-VLOOKUP(F412,Konditionen!$B:$G,6,0))","v":69.25}]
["Flex","DRATMFU","DRATMFU1001500","Flex-Verbinder DRATMFU     100.1500","",11,84,{"$f":"G413*(1-VLOOKUP(F413,Konditionen!$B:$G,6,0))","v":84}]
["Flex","DRATMFU","DRATMFU100500","Flex-Verbinder DRATMFU     100.500","",11,55.9,{"$f":"G414*(1-VLOOKUP(F414,Konditionen!$B:$G,6,0))","v":55.9}]
["Flex","DRATMFU","DRATMFU1251000","Flex-Verbinder DRATMFU     125.1000","",11,87.05,{"$f":"G415*(1-VLOOKUP(F415,Konditionen!$B:$G,6,0))","v":87.05}]
["Flex","DRATMFU","DRATMFU1251500","Flex-Verbinder DRATMFU     125.1500","",11,100.95,{"$f":"G416*(1-VLOOKUP(F416,Konditionen!$B:$G,6,0))","v":100.95}]
["Flex","DRATMFU","DRATMFU125500","Flex-Verbinder DRATMFU     125.500","",11,59.5,{"$f":"G417*(1-VLOOKUP(F417,Konditionen!$B:$G,6,0))","v":59.5}]
["Flex","DRATMFU","DRATMFU1601000","Flex-Verbinder DRATMFU     160.1000","",11,101.3,{"$f":"G418*(1-VLOOKUP(F418,Konditionen!$B:$G,6,0))","v":101.3}]
["Flex","DRATMFU","DRATMFU1601500","Flex-Verbinder DRATMFU     160.1500","",11,117.85,{"$f":"G419*(1-VLOOKUP(F419,Konditionen!$B:$G,6,0))","v":117.85}]
["Flex","DRATMFU","DRATMFU160500","Flex-Verbinder DRATMFU     160.500","",11,70.25,{"$f":"G420*(1-VLOOKUP(F420,Konditionen!$B:$G,6,0))","v":70.25}]
["Flex","DRATMFU","DRATMFU2001000","Flex-Verbinder DRATMFU     200.1000","",11,104.65,{"$f":"G421*(1-VLOOKUP(F421,Konditionen!$B:$G,6,0))","v":104.65}]
["Flex","DRATMFU","DRATMFU2001500","Flex-Verbinder DRATMFU     200.1500","",11,118.5,{"$f":"G422*(1-VLOOKUP(F422,Konditionen!$B:$G,6,0))","v":118.5}]
["Flex","DRATMFU","DRATMFU200500","Flex-Verbinder DRATMFU     200.500","",11,91.55,{"$f":"G423*(1-VLOOKUP(F423,Konditionen!$B:$G,6,0))","v":91.55}]
["Flex","DRATMFU","DRATMFU2501000","Flex-Verbinder DRATMFU     250.1000","",11,143.4,{"$f":"G424*(1-VLOOKUP(F424,Konditionen!$B:$G,6,0))","v":143.4}]
["Flex","DRATMFU","DRATMFU2501500","Flex-Verbinder DRATMFU     250.1500","",11,161.5,{"$f":"G425*(1-VLOOKUP(F425,Konditionen!$B:$G,6,0))","v":161.5}]
["Flex","DRATMFU","DRATMFU250500","Flex-Verbinder DRATMFU     250.500","",11,118.75,{"$f":"G426*(1-VLOOKUP(F426,Konditionen!$B:$G,6,0))","v":118.75}]
["Flex","DRATMFU","DRATMFU3151000","Flex-Verbinder DRATMFU     315.1000","",11,168.25,{"$f":"G427*(1-VLOOKUP(F427,Konditionen!$B:$G,6,0))","v":168.25}]
["Flex","DRATMFU","DRATMFU3151500","Flex-Verbinder DRATMFU     315.1500","",11,199.15,{"$f":"G428*(1-VLOOKUP(F428,Konditionen!$B:$G,6,0))","v":199.15}]
["Flex","DRATMFU","DRATMFU315500","Flex-Verbinder DRATMFU     315.500","",11,137.6,{"$f":"G429*(1-VLOOKUP(F429,Konditionen!$B:$G,6,0))","v":137.6}]
["Flex","DRATMFU","DRATMFU801000","Flex-Verbinder DRATMFU      80.1000","",11,69.25,{"$f":"G430*(1-VLOOKUP(F430,Konditionen!$B:$G,6,0))","v":69.25}]
["Flex","DRATMFU","DRATMFU801500","Flex-Verbinder DRATMFU      80.1500","",11,84.95,{"$f":"G431*(1-VLOOKUP(F431,Konditionen!$B:$G,6,0))","v":84.95}]
["Flex","DRATMFU","DRATMFU80500","Flex-Verbinder DRATMFU      80.500","",11,51.4,{"$f":"G432*(1-VLOOKUP(F432,Konditionen!$B:$G,6,0))","v":51.4}]
["Flex","SLFS","SLFS252B1003000","s-isol-Flexr.SLF-S25-2B/2B 100.3000","",11,261.64999999999998,{"$f":"G433*(1-VLOOKUP(F433,Konditionen!$B:$G,6,0))","v":261.64999999999998}]
["Flex","SLFS","SLFS252B1253000","s-isol-Flexr.SLF-S25-2B/2B 125.3000","",11,282.7,{"$f":"G434*(1-VLOOKUP(F434,Konditionen!$B:$G,6,0))","v":282.7}]
["Flex","SLFS","SLFS252B1403000","s-isol-Flexr.SLF-S25-2B/2B 140.3000","",11,287.89999999999998,{"$f":"G435*(1-VLOOKUP(F435,Konditionen!$B:$G,6,0))","v":287.89999999999998}]
["Flex","SLFS","SLFS252B1503000","s-isol-Flexr.SLF-S25-2B/2B 150.3000","",11,336.65,{"$f":"G436*(1-VLOOKUP(F436,Konditionen!$B:$G,6,0))","v":336.65}]
["Flex","SLFS","SLFS252B1603000","s-isol-Flexr.SLF-S25-2B/2B 160.3000","",11,338.45,{"$f":"G437*(1-VLOOKUP(F437,Konditionen!$B:$G,6,0))","v":338.45}]
["Flex","SLFS","SLFS252B1803000","s-isol-Flexr.SLF-S25-2B/2B 180.3000","",11,364.9,{"$f":"G438*(1-VLOOKUP(F438,Konditionen!$B:$G,6,0))","v":364.9}]
["Flex","SLFS","SLFS252B2003000","s-isol-Flexr.SLF-S25-2B/2B 200.3000","",11,412.35,{"$f":"G439*(1-VLOOKUP(F439,Konditionen!$B:$G,6,0))","v":412.35}]
["Flex","SLFS","SLFS252B2243000","s-isol-Flexr.SLF.S25-2B/2B 224.3000","",11,511.1,{"$f":"G440*(1-VLOOKUP(F440,Konditionen!$B:$G,6,0))","v":511.1}]
["Flex","SLFS","SLFS252B803000","s-isol-Flexr.SLF-S25-2B/2B  80.3000","",11,198.3,{"$f":"G441*(1-VLOOKUP(F441,Konditionen!$B:$G,6,0))","v":198.3}]
["Flex","SLFS","SLFS502B1003000","w-isol.Flexr.SLF-S50-2B/2B 100.3000","",11,326.85000000000002,{"$f":"G442*(1-VLOOKUP(F442,Konditionen!$B:$G,6,0))","v":326.85000000000002}]
["Flex","SLFS","SLFS502B1253000","s-isol-Flexr.SLF-S50-2B/2B 125.3000","",11,345.65,{"$f":"G443*(1-VLOOKUP(F443,Konditionen!$B:$G,6,0))","v":345.65}]
["Flex","SLFS","SLFS502B1403000","s-isol-Flexr.SLF-S50-2B/2B 140.3000","",11,380.8,{"$f":"G444*(1-VLOOKUP(F444,Konditionen!$B:$G,6,0))","v":380.8}]
["Flex","SLFS","SLFS502B1503000","s-isol-Flexr.SLF-S50-2B/2B 150.3000","",11,389,{"$f":"G445*(1-VLOOKUP(F445,Konditionen!$B:$G,6,0))","v":389}]
["Flex","SLFS","SLFS502B1603000","s-isol-Flexr.SLF-S50-2B/2B 160.3000","",11,395.55,{"$f":"G446*(1-VLOOKUP(F446,Konditionen!$B:$G,6,0))","v":395.55}]
["Flex","SLFS","SLFS502B1803000","s-isol-Flexr.SLF-S50-2B/2B 180.3000","",11,497.9,{"$f":"G447*(1-VLOOKUP(F447,Konditionen!$B:$G,6,0))","v":497.9}]
["Flex","SLFS","SLFS502B2003000","s-isol-Flexr.SLF-S50-2B/2B 200.3000","",11,537.54999999999995,{"$f":"G448*(1-VLOOKUP(F448,Konditionen!$B:$G,6,0))","v":537.54999999999995}]
["Flex","SLFS","SLFS502B2243000","s-isol-Flexr.SLF-S50-2B/2B 224.3000","",11,561.4,{"$f":"G449*(1-VLOOKUP(F449,Konditionen!$B:$G,6,0))","v":561.4}]
["Flex","SLFS","SLFS502B803000","w-isol.Flexr.SLF-S50-2B/2B  80.3000","",11,266.55,{"$f":"G450*(1-VLOOKUP(F450,Konditionen!$B:$G,6,0))","v":266.55}]
["Flex","SRFC","SRFC1005000","Flexrohr         SRF-C     100.5000","",11,62.95,{"$f":"G451*(1-VLOOKUP(F451,Konditionen!$B:$G,6,0))","v":62.95}]
["Flex","SRFC","SRFC1125000","Flexrohr         SRF-C     112.5000","",11,79.25,{"$f":"G452*(1-VLOOKUP(F452,Konditionen!$B:$G,6,0))","v":79.25}]
["Flex","SRFC","SRFC1255000","Flexrohr         SRF-C     125.5000","",11,79.25,{"$f":"G453*(1-VLOOKUP(F453,Konditionen!$B:$G,6,0))","v":79.25}]
["Flex","SRFC","SRFC1405000","Flexrohr         SRF-C     140.5000","",11,101.3,{"$f":"G454*(1-VLOOKUP(F454,Konditionen!$B:$G,6,0))","v":101.3}]
["Flex","SRFC","SRFC1505000","Flexrohr         SRF-C     150.5000","",11,101.3,{"$f":"G455*(1-VLOOKUP(F455,Konditionen!$B:$G,6,0))","v":101.3}]
["Flex","SRFC","SRFC1605000","Flexrohr         SRF-C     160.5000","",11,101.3,{"$f":"G456*(1-VLOOKUP(F456,Konditionen!$B:$G,6,0))","v":101.3}]
["Flex","SRFC","SRFC1805000","Flexrohr         SRF-C     180.5000","",11,130.75,{"$f":"G457*(1-VLOOKUP(F457,Konditionen!$B:$G,6,0))","v":130.75}]
["Flex","SRFC","SRFC2005000","Flexrohr         SRF-C     200.5000","",11,130.75,{"$f":"G458*(1-VLOOKUP(F458,Konditionen!$B:$G,6,0))","v":130.75}]
["Flex","SRFC","SRFC2245000","Flexrohr         SRF-C     224.5000","",11,166.85,{"$f":"G459*(1-VLOOKUP(F459,Konditionen!$B:$G,6,0))","v":166.85}]
["Flex","SRFC","SRFC2505000","Flexrohr         SRF-C     250.5000","",11,166.85,{"$f":"G460*(1-VLOOKUP(F460,Konditionen!$B:$G,6,0))","v":166.85}]
["Flex","SRFC","SRFC2805000","Flexrohr         SRF-C     280.5000","",11,202.25,{"$f":"G461*(1-VLOOKUP(F461,Konditionen!$B:$G,6,0))","v":202.25}]
["Flex","SRFC","SRFC3005000","Flexrohr         SRF-C     300.5000","",11,202.25,{"$f":"G462*(1-VLOOKUP(F462,Konditionen!$B:$G,6,0))","v":202.25}]
["Flex","SRFC","SRFC3155000","Flexrohr         SRF-C     315.5000","",11,211.65,{"$f":"G463*(1-VLOOKUP(F463,Konditionen!$B:$G,6,0))","v":211.65}]
["Flex","SRFC","SRFC3553000","Flexrohr         SRF-C     355.3000","",11,156.44999999999999,{"$f":"G464*(1-VLOOKUP(F464,Konditionen!$B:$G,6,0))","v":156.44999999999999}]
["Flex","SRFC","SRFC4003000","Flexrohr         SRF-C     400.3000","",11,172.5,{"$f":"G465*(1-VLOOKUP(F465,Konditionen!$B:$G,6,0))","v":172.5}]
["Flex","SRFC","SRFC4503000","Flexrohr         SRF-C     450.3000","",11,242.4,{"$f":"G466*(1-VLOOKUP(F466,Konditionen!$B:$G,6,0))","v":242.4}]
["Flex","SRFC","SRFC5003000","Flexrohr         SRF-C     500.3000","",11,270.75,{"$f":"G467*(1-VLOOKUP(F467,Konditionen!$B:$G,6,0))","v":270.75}]
["Flex","SRFC","SRFC505000","Flexrohr         SRF-C      50.5000","",11,36.950000000000003,{"$f":"G468*(1-VLOOKUP(F468,Konditionen!$B:$G,6,0))","v":36.950000000000003}]
["Flex","SRFC","SRFC635000","Flexrohr         SRF-C      63.5000","",11,53.35,{"$f":"G469*(1-VLOOKUP(F469,Konditionen!$B:$G,6,0))","v":53.35}]
["Flex","SRFC","SRFC715000","Flexrohr         SRF-C      71.5000","",11,53.35,{"$f":"G470*(1-VLOOKUP(F470,Konditionen!$B:$G,6,0))","v":53.35}]
["Flex","SRFC","SRFC755000","Flexrohr         SRF-C      75.5000","",11,53.35,{"$f":"G471*(1-VLOOKUP(F471,Konditionen!$B:$G,6,0))","v":53.35}]
["Flex","SRFC","SRFC805000","Flexrohr         SRF-C      80.5000","",11,53.35,{"$f":"G472*(1-VLOOKUP(F472,Konditionen!$B:$G,6,0))","v":53.35}]
["Flex","SRFV","SRFV1005000","Flexrohr Stahl verz. SRF-V 100.5000","in Bunden",11,216.3,{"$f":"G473*(1-VLOOKUP(F473,Konditionen!$B:$G,6,0))","v":216.3}]
["Flex","SRFV","SRFV1405000","Flexrohr Stahl verz. SRF-V 140.5000","in Stangen",11,343.7,{"$f":"G474*(1-VLOOKUP(F474,Konditionen!$B:$G,6,0))","v":343.7}]
["Flex","SRFV","SRFV1505000","Flexrohr Stahl verz. SRF-V 150.5000","in Stangen",11,383.6,{"$f":"G475*(1-VLOOKUP(F475,Konditionen!$B:$G,6,0))","v":383.6}]
["Flex","SRFV","SRFV1605000","Flexrohr Stahl verz. SRF-V 160.5000","in Bunden",11,408.95,{"$f":"G476*(1-VLOOKUP(F476,Konditionen!$B:$G,6,0))","v":408.95}]
["Flex","SRFV","SRFV1805000","Flexrohr Stahl verz. SRF-V 180.5000","in Bunden",11,474.2,{"$f":"G477*(1-VLOOKUP(F477,Konditionen!$B:$G,6,0))","v":474.2}]
["Flex","SRFV","SRFV2005000","Flexrohr Stahl verz. SRF-V 200.5000","in Bunden",11,538,{"$f":"G478*(1-VLOOKUP(F478,Konditionen!$B:$G,6,0))","v":538}]
["Flex","SRFV","SRFV2245000","Flexrohr Stahl verz. SRF-V 224.5000","in Stangen",11,569.70000000000005,{"$f":"G479*(1-VLOOKUP(F479,Konditionen!$B:$G,6,0))","v":569.70000000000005}]
["Flex","SRFV","SRFV2505000","Flexrohr Stahl verz. SRF-V 250.5000","in Stangen",11,626.4,{"$f":"G480*(1-VLOOKUP(F480,Konditionen!$B:$G,6,0))","v":626.4}]
["Flex","SRFV","SRFV2805000","Flexrohr Stahl verz. SRF-V 280.5000","in Stangen",11,754.1,{"$f":"G481*(1-VLOOKUP(F481,Konditionen!$B:$G,6,0))","v":754.1}]
["Flex","SRFV","SRFV805000","Flexrohr Stahl verz. SRF-V  80.5000","in Bunden",11,180.8,{"$f":"G482*(1-VLOOKUP(F482,Konditionen!$B:$G,6,0))","v":180.8}]
["Flex","SRFW","SRFW252B1003000","w-isol.Flexr.SRF-W25-2B/2B 100.3000","",11,261.64999999999998,{"$f":"G483*(1-VLOOKUP(F483,Konditionen!$B:$G,6,0))","v":261.64999999999998}]
["Flex","SRFW","SRFW252B1253000","w-isol.Flexr.SRF-W25-2B/2B 125.3000","",11,282.7,{"$f":"G484*(1-VLOOKUP(F484,Konditionen!$B:$G,6,0))","v":282.7}]
["Flex","SRFW","SRFW252B1403000","w-isol.Flexr.SRF-W25-2B/2B 140.3000","",11,287.89999999999998,{"$f":"G485*(1-VLOOKUP(F485,Konditionen!$B:$G,6,0))","v":287.89999999999998}]
["Flex","SRFW","SRFW252B1503000","w-isol.Flexr.SRF-W25-2B/2B 150.3000","",11,336.65,{"$f":"G486*(1-VLOOKUP(F486,Konditionen!$B:$G,6,0))","v":336.65}]
["Flex","SRFW","SRFW252B1603000","w-isol.Flexr.SRF-W25-2B/2B 160.3000","",11,338.45,{"$f":"G487*(1-VLOOKUP(F487,Konditionen!$B:$G,6,0))","v":338.45}]
["Flex","SRFW","SRFW252B1803000","w-isol.Flexr.SRF-W25-2B/2B 180.3000","",11,364.9,{"$f":"G488*(1-VLOOKUP(F488,Konditionen!$B:$G,6,0))","v":364.9}]
["Flex","SRFW","SRFW252B2003000","w-isol.Flexr.SRF-W25-2B/2B 200.3000","",11,412.35,{"$f":"G489*(1-VLOOKUP(F489,Konditionen!$B:$G,6,0))","v":412.35}]
["Flex","SRFW","SRFW252B2243000","w-isol.Flexr.SRF-W25-2B/2B 224.3000","",11,511.1,{"$f":"G490*(1-VLOOKUP(F490,Konditionen!$B:$G,6,0))","v":511.1}]
["Flex","SRFW","SRFW252B803000","w-isol.Flexr.SRF-W25-2B/2B  80.3000","",11,198.3,{"$f":"G491*(1-VLOOKUP(F491,Konditionen!$B:$G,6,0))","v":198.3}]
["Flex","SRFW","SRFW502B1003000","w-isol.Flexr.SRF-W50-2B/2B 100.3000","",11,326.85000000000002,{"$f":"G492*(1-VLOOKUP(F492,Konditionen!$B:$G,6,0))","v":326.85000000000002}]
["Flex","SRFW","SRFW502B1253000","w-isol.Flexr.SRF-W50-2B/2B 125.3000","",11,345.8,{"$f":"G493*(1-VLOOKUP(F493,Konditionen!$B:$G,6,0))","v":345.8}]
["Flex","SRFW","SRFW502B1403000","w-isol.Flexr.SRF-W50-2B/2B 140.3000","",11,380.8,{"$f":"G494*(1-VLOOKUP(F494,Konditionen!$B:$G,6,0))","v":380.8}]
["Flex","SRFW","SRFW502B1503000","w-isol.Flexr.SRF-W50-2B/2B 150.3000","",11,389,{"$f":"G495*(1-VLOOKUP(F495,Konditionen!$B:$G,6,0))","v":389}]
["Flex","SRFW","SRFW502B1603000","w-isol.Flexr.SRF-W50-2B/2B 160.3000","",11,395.55,{"$f":"G496*(1-VLOOKUP(F496,Konditionen!$B:$G,6,0))","v":395.55}]
["Flex","SRFW","SRFW502B1803000","w-isol.Flexr.SRF-W50-2B/2B 180.3000","",11,498.05,{"$f":"G497*(1-VLOOKUP(F497,Konditionen!$B:$G,6,0))","v":498.05}]
["Flex","SRFW","SRFW502B2003000","w-isol.Flexr.SRF-W50-2B/2B 200.3000","",11,537.54999999999995,{"$f":"G498*(1-VLOOKUP(F498,Konditionen!$B:$G,6,0))","v":537.54999999999995}]
["Flex","SRFW","SRFW502B2243000","w-isol.Flexr.SRF-W50-2B/2B 224.3000","",11,561.4,{"$f":"G499*(1-VLOOKUP(F499,Konditionen!$B:$G,6,0))","v":561.4}]
["Flex","SRFW","SRFW502B803000","w-isol.Flexr.SRF-W50-2B/2B  80.3000","",11,266.55,{"$f":"G500*(1-VLOOKUP(F500,Konditionen!$B:$G,6,0))","v":266.55}]
["Flex","SLFS","SLFS252B2502000","s-isol-Flexr.SLF-S25-2B/2B 250.2000","",11,360.15,{"$f":"G501*(1-VLOOKUP(F501,Konditionen!$B:$G,6,0))","v":360.15}]
["Flex","SLFS","SLFS252B2802000","s-isol-Flexr.SLF-S25-2B/2B 280.2000","",11,450.85,{"$f":"G502*(1-VLOOKUP(F502,Konditionen!$B:$G,6,0))","v":450.85}]
["Flex","SLFS","SLFS252B3002000","s-isol-Flexr.SLF-S25-2B/2B 300.2000","",11,463.85,{"$f":"G503*(1-VLOOKUP(F503,Konditionen!$B:$G,6,0))","v":463.85}]
["Flex","SLFS","SLFS252B3152000","s-isol-Flexr.SLF-S25-2B/2B 315.2000","",11,471.9,{"$f":"G504*(1-VLOOKUP(F504,Konditionen!$B:$G,6,0))","v":471.9}]
["Flex","SLFS","SLFS252B3552000","s-isol-Flexr.SLF-S25-2B/2B 355.2000","",11,505.35,{"$f":"G505*(1-VLOOKUP(F505,Konditionen!$B:$G,6,0))","v":505.35}]
["Flex","SLFS","SLFS252B4002000","s-isol-Flexr.SLF-S25-2B/2B 400.2000","",11,739.6,{"$f":"G506*(1-VLOOKUP(F506,Konditionen!$B:$G,6,0))","v":739.6}]
["Flex","SRFW","SRFW252B2502000","w-isol.Flexr.SRF-W25-2B/2B 250.2000","",11,360.15,{"$f":"G507*(1-VLOOKUP(F507,Konditionen!$B:$G,6,0))","v":360.15}]
["Flex","SLFS","SLFS502B2502000","s-isol-Flexr.SLF-S50-2B/2B 250.2000","",11,457.4,{"$f":"G508*(1-VLOOKUP(F508,Konditionen!$B:$G,6,0))","v":457.4}]
["Flex","SLFS","SLFS502B2802000","s-isol-Flexr.SLF-S50-2B/2B 280.2000","",11,485.75,{"$f":"G509*(1-VLOOKUP(F509,Konditionen!$B:$G,6,0))","v":485.75}]
["Flex","SLFS","SLFS502B3002000","s-isol-Flexr.SLF-S50-2B/2B 300.2000","",11,496.55,{"$f":"G510*(1-VLOOKUP(F510,Konditionen!$B:$G,6,0))","v":496.55}]
["Flex","SLFS","SLFS502B3152000","s-isol-Flexr.SLF-S50-2B/2B 315.2000","",11,500.1,{"$f":"G511*(1-VLOOKUP(F511,Konditionen!$B:$G,6,0))","v":500.1}]
["Flex","SLFS","SLFS502B3552000","s-isol.Flexr.SLF-S50-2B/2B 355.2000","",11,733.55,{"$f":"G512*(1-VLOOKUP(F512,Konditionen!$B:$G,6,0))","v":733.55}]
["Flex","SLFS","SLFS502B4002000","s-isol-Flexr.SLF-S50-2B/2B 400.2000","",11,784.1,{"$f":"G513*(1-VLOOKUP(F513,Konditionen!$B:$G,6,0))","v":784.1}]
["Flex","SRFW","SRFW252B2802000","w-isol.Flexr.SRF-W25-2B/2B 280.2000","",11,450.85,{"$f":"G514*(1-VLOOKUP(F514,Konditionen!$B:$G,6,0))","v":450.85}]
["Flex","SRFW","SRFW252B3002000","w-isol-Flexr.SRF-W25-2B/2B 300.2000","",11,463.85,{"$f":"G515*(1-VLOOKUP(F515,Konditionen!$B:$G,6,0))","v":463.85}]
["Flex","SRFW","SRFW252B3152000","w-isol.Flexr.SRF-W25-2B/2B 315.2000","",11,471.9,{"$f":"G516*(1-VLOOKUP(F516,Konditionen!$B:$G,6,0))","v":471.9}]
["Flex","SRFW","SRFW252B3552000","w-isol.Flexr.SRF-W25-2B/2B 355.2000","",11,505.35,{"$f":"G517*(1-VLOOKUP(F517,Konditionen!$B:$G,6,0))","v":505.35}]
["Flex","SRFW","SRFW252B4002000","w-isol.Flexr.SRF-W25-2B/2B 400.2000","",11,739.6,{"$f":"G518*(1-VLOOKUP(F518,Konditionen!$B:$G,6,0))","v":739.6}]
["Flex","SRFW","SRFW502B2502000","w-isol.Flexr.SRF-W50-2B/2B 250.2000","",11,457.4,{"$f":"G519*(1-VLOOKUP(F519,Konditionen!$B:$G,6,0))","v":457.4}]
["Flex","SRFW","SRFW502B2802000","w-isol.Flexr.SRF-W50-2B/2B 280.2000","",11,485.75,{"$f":"G520*(1-VLOOKUP(F520,Konditionen!$B:$G,6,0))","v":485.75}]
["Flex","SRFW","SRFW502B3002000","w-isol.Flexr.SRF-W50-2B/2B 300.2000","",11,496.55,{"$f":"G521*(1-VLOOKUP(F521,Konditionen!$B:$G,6,0))","v":496.55}]
["Flex","SRFW","SRFW502B3152000","w-isol.Flexr.SRF-W50-2B/2B 315.2000","",11,500.1,{"$f":"G522*(1-VLOOKUP(F522,Konditionen!$B:$G,6,0))","v":500.1}]
["Flex","SRFW","SRFW502B3552000","w-isol.Flexr.SRF-W50-2B/2B 355.2000","",11,733.55,{"$f":"G523*(1-VLOOKUP(F523,Konditionen!$B:$G,6,0))","v":733.55}]
["Flex","SRFW","SRFW502B4002000","w-isol.Flexr.SRF-W50-2B/2B 400.2000","",11,784.1,{"$f":"G524*(1-VLOOKUP(F524,Konditionen!$B:$G,6,0))","v":784.1}]
["Flex","SRFV","SRFV2243000","Flexrohr Stahl verz. SRF-V 224.3000","in Stangen",11,48.45,{"$f":"G525*(1-VLOOKUP(F525,Konditionen!$B:$G,6,0))","v":48.45}]
["Flex","SRFTH","SRFTH1006000","Flexschlauch     TH        100.6000","Polyamidgewebe mit Drahteinlage",11,152.75,{"$f":"G526*(1-VLOOKUP(F526,Konditionen!$B:$G,6,0))","v":152.75}]
["Flex","SRFTH","SRFTH1256000","Flexschlauch     TH        125.6000","Polyamidgewebe mit Drahteinlage",11,189.1,{"$f":"G527*(1-VLOOKUP(F527,Konditionen!$B:$G,6,0))","v":189.1}]
["Flex","SRFTH","SRFTH1406000","Flexschlauch     TH        140.6000","Polyamidgewebe mit Drahteinlage",11,242.3,{"$f":"G528*(1-VLOOKUP(F528,Konditionen!$B:$G,6,0))","v":242.3}]
["Flex","SRFTH","SRFTH1506000","Flexschlauch     TH        150.6000","Polyamidgewebe mit Drahteinlage",11,242.3,{"$f":"G529*(1-VLOOKUP(F529,Konditionen!$B:$G,6,0))","v":242.3}]
["Flex","SRFTH","SRFTH1606000","Flexschlauch     TH        160.6000","Polyamidgewebe mit Drahteinlage",11,242.3,{"$f":"G530*(1-VLOOKUP(F530,Konditionen!$B:$G,6,0))","v":242.3}]
["Flex","SRFTH","SRFTH1806000","Flexschlauch     TH        180.6000","Polyamidgewebe mit Drahteinlage",11,299.55,{"$f":"G531*(1-VLOOKUP(F531,Konditionen!$B:$G,6,0))","v":299.55}]
["Flex","SRFTH","SRFTH2006000","Flexschlauch     TH        200.6000","Polyamidgewebe mit Drahteinlage",11,299.55,{"$f":"G532*(1-VLOOKUP(F532,Konditionen!$B:$G,6,0))","v":299.55}]
["Flex","SRFTH","SRFTH2246000","Flexschlauch     TH        224.6000","Polyamidgewebe mit Drahteinlage",11,373.8,{"$f":"G533*(1-VLOOKUP(F533,Konditionen!$B:$G,6,0))","v":373.8}]
["Flex","SRFTH","SRFTH2506000","Flexschlauch     TH        250.6000","Polyamidgewebe mit Drahteinlage",11,373.8,{"$f":"G534*(1-VLOOKUP(F534,Konditionen!$B:$G,6,0))","v":373.8}]
["Flex","SRFTH","SRFTH2806000","Flexschlauch     TH        280.6000","Polyamidgewebe mit Drahteinlage",11,469.4,{"$f":"G535*(1-VLOOKUP(F535,Konditionen!$B:$G,6,0))","v":469.4}]
["Flex","SRFTH","SRFTH3006000","Flexschlauch     TH        300.6000","Polyamidgewebe mit Drahteinlage",11,469.4,{"$f":"G536*(1-VLOOKUP(F536,Konditionen!$B:$G,6,0))","v":469.4}]
["Flex","SRFTH","SRFTH3156000","Flexschlauch     TH        315.6000","Polyamidgewebe mit Drahteinlage",11,469.4,{"$f":"G537*(1-VLOOKUP(F537,Konditionen!$B:$G,6,0))","v":469.4}]
["Flex","SRFTH","SRFTH3556000","Flexschlauch     TH        355.6000","Polyamidgewebe mit Drahteinlage",11,547.65,{"$f":"G538*(1-VLOOKUP(F538,Konditionen!$B:$G,6,0))","v":547.65}]
["Flex","SRFTH","SRFTH4006000","Flexschlauch     TH        400.6000","Polyamidgewebe mit Drahteinlage",11,597.25,{"$f":"G539*(1-VLOOKUP(F539,Konditionen!$B:$G,6,0))","v":597.25}]
["Flex","SRFTH","SRFTH4506000","Flexschlauch     TH        450.6000","Polyamidgewebe mit Drahteinlage",11,752.9,{"$f":"G540*(1-VLOOKUP(F540,Konditionen!$B:$G,6,0))","v":752.9}]
["Flex","SRFTH","SRFTH5006000","Flexschlauch     TH        500.6000","Polyamidgewebe mit Drahteinlage",11,752.9,{"$f":"G541*(1-VLOOKUP(F541,Konditionen!$B:$G,6,0))","v":752.9}]
["Flex","SRFTH","SRFTH506000","Flexschlauch     TH         50.6000","Polyamidgewebe mit Drahteinlage",11,88.5,{"$f":"G542*(1-VLOOKUP(F542,Konditionen!$B:$G,6,0))","v":88.5}]
["Flex","SRFTH","SRFTH5606000","Flexschlauch     TH        560.6000","Polyamidgewebe mit Drahteinlage",11,1490,{"$f":"G543*(1-VLOOKUP(F543,Konditionen!$B:$G,6,0))","v":1490}]
["Flex","SRFTH","SRFTH6006000","Flexschlauch     TH        600.6000","Polyamidgewebe mit Drahteinlage",11,1490,{"$f":"G544*(1-VLOOKUP(F544,Konditionen!$B:$G,6,0))","v":1490}]
["Flex","SRFTH","SRFTH6306000","Flexschlauch     TH        630.6000","Polyamidgewebe mit Drahteinlage",11,1490,{"$f":"G545*(1-VLOOKUP(F545,Konditionen!$B:$G,6,0))","v":1490}]
["Flex","SRFTH","SRFTH636000","Flexschlauch     TH         63.6000","Polyamidgewebe mit Drahteinlage",11,123.25,{"$f":"G546*(1-VLOOKUP(F546,Konditionen!$B:$G,6,0))","v":123.25}]
["Flex","SRFTH","SRFTH7106000","Flexschlauch     TH        710.6000","Polyamidgewebe mit Drahteinlage",11,2624,{"$f":"G547*(1-VLOOKUP(F547,Konditionen!$B:$G,6,0))","v":2624}]
["Flex","SRFTH","SRFTH8006000","Flexschlauch     TH        800.6000","Polyamidgewebe mit Drahteinlage",11,2624,{"$f":"G548*(1-VLOOKUP(F548,Konditionen!$B:$G,6,0))","v":2624}]
["Flex","SRFTH","SRFTH806000","Flexschlauch     TH         80.6000","Polyamidgewebe mit Drahteinlage",11,123.25,{"$f":"G549*(1-VLOOKUP(F549,Konditionen!$B:$G,6,0))","v":123.25}]
["Flex","SRFVA","SRFVA0803000","Edelstahl-Flexrohr SRF-VA 80.3000","",11,256.60000000000002,{"$f":"G550*(1-VLOOKUP(F550,Konditionen!$B:$G,6,0))","v":256.60000000000002}]
["Flex","SRFVA","SRFVA1003000","Edelstahl-Flexrohr SRF-VA 100.3000","",11,271.60000000000002,{"$f":"G551*(1-VLOOKUP(F551,Konditionen!$B:$G,6,0))","v":271.60000000000002}]
["Flex","SRFVA","SRFVA1253000","Edelstahl-Flexrohr SRF-VA 125.3000","",11,338.8,{"$f":"G552*(1-VLOOKUP(F552,Konditionen!$B:$G,6,0))","v":338.8}]
["Flex","SRFVA","SRFVA1403000","Edelstahl-Flexrohr SRF-VA 140.3000","",11,432.95,{"$f":"G553*(1-VLOOKUP(F553,Konditionen!$B:$G,6,0))","v":432.95}]
["Flex","SRFVA","SRFVA1503000","Edelstahl-Flexrohr SRF-VA 150.3000","",11,432.95,{"$f":"G554*(1-VLOOKUP(F554,Konditionen!$B:$G,6,0))","v":432.95}]
["Flex","SRFVA","SRFVA1603000","Edelstahl-Flexrohr SRF-VA 160.3000","",11,432.95,{"$f":"G555*(1-VLOOKUP(F555,Konditionen!$B:$G,6,0))","v":432.95}]
["Flex","SRFVA","SRFVA1803000","Edelstahl-Flexrohr SRF-VA 180.3000","",11,540.29999999999995,{"$f":"G556*(1-VLOOKUP(F556,Konditionen!$B:$G,6,0))","v":540.29999999999995}]
["Flex","SRFVA","SRFVA2003000","Edelstahl-Flexrohr SRF-VA 200.3000","",11,540.29999999999995,{"$f":"G557*(1-VLOOKUP(F557,Konditionen!$B:$G,6,0))","v":540.29999999999995}]
["Flex","SRFVA","SRFVA2243000","Edelstahl-Flexrohr SRF-VA 224.3000","",11,674.8,{"$f":"G558*(1-VLOOKUP(F558,Konditionen!$B:$G,6,0))","v":674.8}]
["Flex","SRFVA","SRFVA2503000","Edelstahl-Flexrohr SRF-VA 250.3000","",11,674.8,{"$f":"G559*(1-VLOOKUP(F559,Konditionen!$B:$G,6,0))","v":674.8}]
["Flex","SRFVA","SRFVA2803000","Edelstahl-Flexrohr SRF-VA 280.3000","",11,786.05,{"$f":"G560*(1-VLOOKUP(F560,Konditionen!$B:$G,6,0))","v":786.05}]
["Flex","SRFVA","SRFVA3003000","Edelstahl-Flexrohr SRF-VA 300.3000","",11,786.05,{"$f":"G561*(1-VLOOKUP(F561,Konditionen!$B:$G,6,0))","v":786.05}]
["Flex","SRFVA","SRFVA3153000","Edelstahl-Flexrohr SRF-VA 315.3000","",11,849.7,{"$f":"G562*(1-VLOOKUP(F562,Konditionen!$B:$G,6,0))","v":849.7}]
["Flex","SRFV","SRFV1255000","Flexrohr Stahl verz. SRF-V 125.5000","in Bunden",11,285.95,{"$f":"G563*(1-VLOOKUP(F563,Konditionen!$B:$G,6,0))","v":285.95}]
["Flex","THTR","THTR1006000","Flexibler Schlauch   THTR  100.6000","",11,562,{"$f":"G564*(1-VLOOKUP(F564,Konditionen!$B:$G,6,0))","v":562}]
["Flex","THTR","THTR1256000","Flexibler Schlauch   THTR  125.6000","",11,809.25,{"$f":"G565*(1-VLOOKUP(F565,Konditionen!$B:$G,6,0))","v":809.25}]
["Flex","THTR","THTR1406000","Flexibler Schlauch   THTR  140.6000","",11,998.7,{"$f":"G566*(1-VLOOKUP(F566,Konditionen!$B:$G,6,0))","v":998.7}]
["Flex","THTR","THTR1506000","Flexibler Schlauch   THTR  150.6000","",11,998.7,{"$f":"G567*(1-VLOOKUP(F567,Konditionen!$B:$G,6,0))","v":998.7}]
["Flex","THTR","THTR1606000","Flexibler Schlauch   THTR  160.6000","",11,998.7,{"$f":"G568*(1-VLOOKUP(F568,Konditionen!$B:$G,6,0))","v":998.7}]
["Flex","THTR","THTR1806000","Flexibler Schlauch   THTR  180.6000","",11,1276,{"$f":"G569*(1-VLOOKUP(F569,Konditionen!$B:$G,6,0))","v":1276}]
["Flex","THTR","THTR2006000","Flexibler Schlauch   THTR  200.6000","",11,1276,{"$f":"G570*(1-VLOOKUP(F570,Konditionen!$B:$G,6,0))","v":1276}]
["Flex","THTR","THTR2506000","Flexibler Schlauch   THTR  250.6000","",11,1276,{"$f":"G571*(1-VLOOKUP(F571,Konditionen!$B:$G,6,0))","v":1276}]
["Flex","THTR","THTR806000","Flexibler Schlauch   THTR   80.6000","",11,472.05,{"$f":"G572*(1-VLOOKUP(F572,Konditionen!$B:$G,6,0))","v":472.05}]
["Flex","THVTR","THVTR25","Flexibl.Schlauch THVTR  25    METER","<30 M + Schnittkosten",11,23.65,{"$f":"G573*(1-VLOOKUP(F573,Konditionen!$B:$G,6,0))","v":23.65}]
["Flex","THVTR","THVTR32","Flexibl.Schlauch THVTR  32    METER","<30 M + Schnittkosten",11,39.450000000000003,{"$f":"G574*(1-VLOOKUP(F574,Konditionen!$B:$G,6,0))","v":39.450000000000003}]
["Flex","THVTR","THVTR38","Flexibl.Schlauch THVTR  38    METER","<30 M + Schnittkosten",11,38.549999999999997,{"$f":"G575*(1-VLOOKUP(F575,Konditionen!$B:$G,6,0))","v":38.549999999999997}]
["Flex","THVTR","THVTR45","Flexibl.Schlauch THVTR  45    METER","<30 M + Schnittkosten",11,46.55,{"$f":"G576*(1-VLOOKUP(F576,Konditionen!$B:$G,6,0))","v":46.55}]
["Flex","THVTR","THVTR50","Flexibl.Schlauch THVTR  50    METER","<30 M + Schnittkosten",11,44.7,{"$f":"G577*(1-VLOOKUP(F577,Konditionen!$B:$G,6,0))","v":44.7}]
["Flex","THVTR","THVTR63","Flexibl.Schlauch THVTR  63    METER","<30 M + Schnittkosten",11,78.95,{"$f":"G578*(1-VLOOKUP(F578,Konditionen!$B:$G,6,0))","v":78.95}]
["Flex","THVTR","THVTR76","Flexibl.Schlauch THVTR  76    METER","<15 M + Schnittkosten",11,97.7,{"$f":"G579*(1-VLOOKUP(F579,Konditionen!$B:$G,6,0))","v":97.7}]
["Flex","TKS","TKS1","Bandschelle      TKS 1       -135mm","",11,3.2,{"$f":"G580*(1-VLOOKUP(F580,Konditionen!$B:$G,6,0))","v":3.2}]
["Flex","TKS","TKS2","Bandschelle      TKS 2       -215mm","",11,5.65,{"$f":"G581*(1-VLOOKUP(F581,Konditionen!$B:$G,6,0))","v":5.65}]
["Flex","TKS","TKS3","Bandschelle      TKS 3       -325mm","",11,6,{"$f":"G582*(1-VLOOKUP(F582,Konditionen!$B:$G,6,0))","v":6}]
["Flex","TKS","TKS4","Bandschelle      TKS 4       -425mm","",11,7.45,{"$f":"G583*(1-VLOOKUP(F583,Konditionen!$B:$G,6,0))","v":7.45}]
["LindabSafe Formteile","BBKCU","BBKCU10010090","Reinigungsbogen BBKCU 100.100.90","",30,140.6,{"$f":"G584*(1-VLOOKUP(F584,Konditionen!$B:$G,6,0))","v":140.6}]
["LindabSafe Formteile","BBKCU","BBKCU12510090","Reinigungsbogen BBKCU 125.100.90","",30,151.1,{"$f":"G585*(1-VLOOKUP(F585,Konditionen!$B:$G,6,0))","v":151.1}]
["LindabSafe Formteile","BBKCU","BBKCU12512590","Reinigungsbogen BBKCU 125.125.90","",30,151.1,{"$f":"G586*(1-VLOOKUP(F586,Konditionen!$B:$G,6,0))","v":151.1}]
["LindabSafe Formteile","BBKCU","BBKCU14012590","Reinigungsbogen BBKCU  140.125.90","",30,191.1,{"$f":"G587*(1-VLOOKUP(F587,Konditionen!$B:$G,6,0))","v":191.1}]
["LindabSafe Formteile","BBKCU","BBKCU15012590","Reinigungsbogen BBKCU  150.125.90","",30,191.1,{"$f":"G588*(1-VLOOKUP(F588,Konditionen!$B:$G,6,0))","v":191.1}]
["LindabSafe Formteile","BBKCU","BBKCU16012590","Reinigungsbogen BBKCU 160.125.90","",30,191.1,{"$f":"G589*(1-VLOOKUP(F589,Konditionen!$B:$G,6,0))","v":191.1}]
["LindabSafe Formteile","BBKCU","BBKCU16016090","Reinigungsbogen BBKCU 160.160.90","",30,191.1,{"$f":"G590*(1-VLOOKUP(F590,Konditionen!$B:$G,6,0))","v":191.1}]
["LindabSafe Formteile","BBKCU","BBKCU18016090","Reinigungsbogen BBKCU  180.160.90","",30,245.95,{"$f":"G591*(1-VLOOKUP(F591,Konditionen!$B:$G,6,0))","v":245.95}]
["LindabSafe Formteile","BBKCU","BBKCU20016090","Reinigungsbogen BBKCU  200.160.90","",30,245.95,{"$f":"G592*(1-VLOOKUP(F592,Konditionen!$B:$G,6,0))","v":245.95}]
["LindabSafe Formteile","BBKCU","BBKCU20020090","Reinigungsbogen BBKCU  200.200.90","",30,245.95,{"$f":"G593*(1-VLOOKUP(F593,Konditionen!$B:$G,6,0))","v":245.95}]
["LindabSafe Formteile","BBKCU","BBKCU22420090","Reinigungsbogen BBKCU  224.200.90","",30,389.85,{"$f":"G594*(1-VLOOKUP(F594,Konditionen!$B:$G,6,0))","v":389.85}]
["LindabSafe Formteile","BBKCU","BBKCU25020090","Reinigungsbogen BBKCU  250.200.90","",30,389.85,{"$f":"G595*(1-VLOOKUP(F595,Konditionen!$B:$G,6,0))","v":389.85}]
["LindabSafe Formteile","BBKCU","BBKCU25025090","Reinigungsbogen BBKCU  250.250.90","",30,389.85,{"$f":"G596*(1-VLOOKUP(F596,Konditionen!$B:$G,6,0))","v":389.85}]
["LindabSafe Formteile","BFBKCU","BFBKCU28025090","Reinigungsbogen BFBKCU 280.250.90","",30,487.25,{"$f":"G597*(1-VLOOKUP(F597,Konditionen!$B:$G,6,0))","v":487.25}]
["LindabSafe Formteile","BFBKCU","BFBKCU30025090","Reinigungsbogen BFBKCU 300.250.90","",30,487.25,{"$f":"G598*(1-VLOOKUP(F598,Konditionen!$B:$G,6,0))","v":487.25}]
["LindabSafe Formteile","BFBKCU","BFBKCU31525090","Reinigungsbogen BFBKCU 315.250.90","",30,487.25,{"$f":"G599*(1-VLOOKUP(F599,Konditionen!$B:$G,6,0))","v":487.25}]
["LindabSafe Formteile","BFBKCU","BFBKCU31531590","Reinigungsbogen BFBKCU 315.315.90","",30,487.25,{"$f":"G600*(1-VLOOKUP(F600,Konditionen!$B:$G,6,0))","v":487.25}]
["LindabSafe Formteile","BFBKCU","BFBKCU40031590","Reinigungsbogen BFBKCU 400.315.90","",30,799.8,{"$f":"G601*(1-VLOOKUP(F601,Konditionen!$B:$G,6,0))","v":799.8}]
["LindabSafe Formteile","BFBKCU","BFBKCU40040090","Reinigungsbogen BFBKCU 400.400.90","",30,799.8,{"$f":"G602*(1-VLOOKUP(F602,Konditionen!$B:$G,6,0))","v":799.8}]
["LindabSafe Formteile","BFKCU90","BFKCU28025090","Reinigungsbogen BFKCU  280.250.90","",30,487.25,{"$f":"G603*(1-VLOOKUP(F603,Konditionen!$B:$G,6,0))","v":487.25}]
["LindabSafe Formteile","BFKCU90","BFKCU30025090","Reinigungsbogen BFKCU  300.250.90","",30,487.25,{"$f":"G604*(1-VLOOKUP(F604,Konditionen!$B:$G,6,0))","v":487.25}]
["LindabSafe Formteile","BFKCU90","BFKCU31525090","Reinigungsbogen BFKCU  315.250.90","",30,487.25,{"$f":"G605*(1-VLOOKUP(F605,Konditionen!$B:$G,6,0))","v":487.25}]
["LindabSafe Formteile","BFKCU90","BFKCU31531590","Reinigungsbogen BFKCU  315.315.90","",30,487.25,{"$f":"G606*(1-VLOOKUP(F606,Konditionen!$B:$G,6,0))","v":487.25}]
["LindabSafe Formteile","BFKCU90","BFKCU40031590","Reinigungsbogen BFKCU  400.315.90","",30,799.8,{"$f":"G607*(1-VLOOKUP(F607,Konditionen!$B:$G,6,0))","v":799.8}]
["LindabSafe Formteile","BFKCU90","BFKCU40040090","Reinigungsbogen BFKCU  400.400.90","",30,799.8,{"$f":"G608*(1-VLOOKUP(F608,Konditionen!$B:$G,6,0))","v":799.8}]
["LindabSafe Formteile","BFU","BFU100015","Bogen Segment    BFU      1000.15","",30,994.6,{"$f":"G609*(1-VLOOKUP(F609,Konditionen!$B:$G,6,0))","v":994.6}]
["LindabSafe Formteile","BFU","BFU100030","Bogen Segment    BFU      1000.30","",30,1028,{"$f":"G610*(1-VLOOKUP(F610,Konditionen!$B:$G,6,0))","v":1028}]
["LindabSafe Formteile","BFU","BFU100045","Bogen Segment    BFU      1000.45","",30,1275,{"$f":"G611*(1-VLOOKUP(F611,Konditionen!$B:$G,6,0))","v":1275}]
["LindabSafe Formteile","BFU","BFU100060","Bogen Segment    BFU      1000.60","",30,1420,{"$f":"G612*(1-VLOOKUP(F612,Konditionen!$B:$G,6,0))","v":1420}]
["LindabSafe Formteile","BFU","BFU100090","Bogen Segment    BFU      1000.90","",30,1473,{"$f":"G613*(1-VLOOKUP(F613,Konditionen!$B:$G,6,0))","v":1473}]
["LindabSafe Formteile","BFU","BFU10015","Bogen Segment    BFU       100.15","",30,47.4,{"$f":"G614*(1-VLOOKUP(F614,Konditionen!$B:$G,6,0))","v":47.4}]
["LindabSafe Formteile","BFU","BFU10030","Bogen Segment    BFU       100.30","",30,47.4,{"$f":"G615*(1-VLOOKUP(F615,Konditionen!$B:$G,6,0))","v":47.4}]
["LindabSafe Formteile","BFU","BFU10045","Bogen Segment    BFU       100.45","",30,51.8,{"$f":"G616*(1-VLOOKUP(F616,Konditionen!$B:$G,6,0))","v":51.8}]
["LindabSafe Formteile","BFU","BFU10060","Bogen Segment    BFU       100.60","",30,59.95,{"$f":"G617*(1-VLOOKUP(F617,Konditionen!$B:$G,6,0))","v":59.95}]
["LindabSafe Formteile","BFU","BFU10090","Bogen Segment    BFU       100.90","",30,75.400000000000006,{"$f":"G618*(1-VLOOKUP(F618,Konditionen!$B:$G,6,0))","v":75.400000000000006}]
["LindabSafe Formteile","BFU","BFU112015","Bogen Segment    BFU      1120.15","",30,1169,{"$f":"G619*(1-VLOOKUP(F619,Konditionen!$B:$G,6,0))","v":1169}]
["LindabSafe Formteile","BFU","BFU112030","Bogen Segment    BFU      1120.30","",30,1289,{"$f":"G620*(1-VLOOKUP(F620,Konditionen!$B:$G,6,0))","v":1289}]
["LindabSafe Formteile","BFU","BFU112045","Bogen Segment    BFU      1120.45","",30,1603,{"$f":"G621*(1-VLOOKUP(F621,Konditionen!$B:$G,6,0))","v":1603}]
["LindabSafe Formteile","BFU","BFU112060","Bogen Segment    BFU      1120.60","",30,1787,{"$f":"G622*(1-VLOOKUP(F622,Konditionen!$B:$G,6,0))","v":1787}]
["LindabSafe Formteile","BFU","BFU112090","Bogen Segment    BFU      1120.90","",30,1884,{"$f":"G623*(1-VLOOKUP(F623,Konditionen!$B:$G,6,0))","v":1884}]
["LindabSafe Formteile","BFU","BFU11215","Bogen Segment    BFU      112.15","",30,48.45,{"$f":"G624*(1-VLOOKUP(F624,Konditionen!$B:$G,6,0))","v":48.45}]
["LindabSafe Formteile","BFU","BFU11230","Bogen Segment    BFU       112.30","",30,48.45,{"$f":"G625*(1-VLOOKUP(F625,Konditionen!$B:$G,6,0))","v":48.45}]
["LindabSafe Formteile","BFU","BFU11245","Bogen Segment    BFU       112.45","",30,56.5,{"$f":"G626*(1-VLOOKUP(F626,Konditionen!$B:$G,6,0))","v":56.5}]
["LindabSafe Formteile","BFU","BFU11260","Bogen Segment    BFU       112.60","",30,64.2,{"$f":"G627*(1-VLOOKUP(F627,Konditionen!$B:$G,6,0))","v":64.2}]
["LindabSafe Formteile","BFU","BFU11290","Bogen Segment    BFU       112.90","",30,80.099999999999994,{"$f":"G628*(1-VLOOKUP(F628,Konditionen!$B:$G,6,0))","v":80.099999999999994}]
["LindabSafe Formteile","BFU","BFU125015","Bogen Segment    BFU      1250.15","",30,1495,{"$f":"G629*(1-VLOOKUP(F629,Konditionen!$B:$G,6,0))","v":1495}]
["LindabSafe Formteile","BFU","BFU125030","Bogen Segment    BFU      1250.30","",30,1556,{"$f":"G630*(1-VLOOKUP(F630,Konditionen!$B:$G,6,0))","v":1556}]
["LindabSafe Formteile","BFU","BFU125045","Bogen Segment    BFU      1250.45","",30,1944,{"$f":"G631*(1-VLOOKUP(F631,Konditionen!$B:$G,6,0))","v":1944}]
["LindabSafe Formteile","BFU","BFU125060","Bogen Segment    BFU      1250.60","",30,2164,{"$f":"G632*(1-VLOOKUP(F632,Konditionen!$B:$G,6,0))","v":2164}]
["LindabSafe Formteile","BFU","BFU125090","Bogen Segment    BFU      1250.90","",30,2285,{"$f":"G633*(1-VLOOKUP(F633,Konditionen!$B:$G,6,0))","v":2285}]
["LindabSafe Formteile","BFU","BFU12515","Bogen Segment    BFU       125.15","",30,48.45,{"$f":"G634*(1-VLOOKUP(F634,Konditionen!$B:$G,6,0))","v":48.45}]
["LindabSafe Formteile","BFU","BFU12530","Bogen Segment    BFU       125.30","",30,48.45,{"$f":"G635*(1-VLOOKUP(F635,Konditionen!$B:$G,6,0))","v":48.45}]
["LindabSafe Formteile","BFU","BFU12545","Bogen Segment    BFU       125.45","",30,56.5,{"$f":"G636*(1-VLOOKUP(F636,Konditionen!$B:$G,6,0))","v":56.5}]
["LindabSafe Formteile","BFU","BFU12560","Bogen Segment    BFU       125.60","",30,64.2,{"$f":"G637*(1-VLOOKUP(F637,Konditionen!$B:$G,6,0))","v":64.2}]
["LindabSafe Formteile","BFU","BFU12590","Bogen Segment    BFU       125.90","",30,80.099999999999994,{"$f":"G638*(1-VLOOKUP(F638,Konditionen!$B:$G,6,0))","v":80.099999999999994}]
["LindabSafe Formteile","BFU","BFU14015","Bogen Segment    BFU       140.15","",30,58.65,{"$f":"G639*(1-VLOOKUP(F639,Konditionen!$B:$G,6,0))","v":58.65}]
["LindabSafe Formteile","BFU","BFU14030","Bogen Segment    BFU       140.30","",30,58.65,{"$f":"G640*(1-VLOOKUP(F640,Konditionen!$B:$G,6,0))","v":58.65}]
["LindabSafe Formteile","BFU","BFU14045","Bogen Segment    BFU       140.45","",30,63.55,{"$f":"G641*(1-VLOOKUP(F641,Konditionen!$B:$G,6,0))","v":63.55}]
["LindabSafe Formteile","BFU","BFU14060","Bogen Segment    BFU       140.60","",30,75.650000000000006,{"$f":"G642*(1-VLOOKUP(F642,Konditionen!$B:$G,6,0))","v":75.650000000000006}]
["LindabSafe Formteile","BFU","BFU14090","Bogen Segment    BFU       140.90","",30,91.55,{"$f":"G643*(1-VLOOKUP(F643,Konditionen!$B:$G,6,0))","v":91.55}]
["LindabSafe Formteile","BFU","BFU15015","Bogen Segment    BFU       150.15","",30,58.65,{"$f":"G644*(1-VLOOKUP(F644,Konditionen!$B:$G,6,0))","v":58.65}]
["LindabSafe Formteile","BFU","BFU15030","Bogen Segment    BFU       150.30","",30,58.65,{"$f":"G645*(1-VLOOKUP(F645,Konditionen!$B:$G,6,0))","v":58.65}]
["LindabSafe Formteile","BFU","BFU15045","Bogen Segment    BFU       150.45","",30,63.55,{"$f":"G646*(1-VLOOKUP(F646,Konditionen!$B:$G,6,0))","v":63.55}]
["LindabSafe Formteile","BFU","BFU15060","Bogen Segment    BFU       150.60","",30,75.650000000000006,{"$f":"G647*(1-VLOOKUP(F647,Konditionen!$B:$G,6,0))","v":75.650000000000006}]
["LindabSafe Formteile","BFU","BFU15090","Bogen Segment    BFU       150.90","",30,91.55,{"$f":"G648*(1-VLOOKUP(F648,Konditionen!$B:$G,6,0))","v":91.55}]
["LindabSafe Formteile","BFU","BFU16015","Bogen Segment    BFU       160.15","",30,58.65,{"$f":"G649*(1-VLOOKUP(F649,Konditionen!$B:$G,6,0))","v":58.65}]
["LindabSafe Formteile","BFU","BFU16030","Bogen Segment    BFU       160.30","",30,58.65,{"$f":"G650*(1-VLOOKUP(F650,Konditionen!$B:$G,6,0))","v":58.65}]
["LindabSafe Formteile","BFU","BFU16045","Bogen Segment    BFU       160.45","",30,63.55,{"$f":"G651*(1-VLOOKUP(F651,Konditionen!$B:$G,6,0))","v":63.55}]
["LindabSafe Formteile","BFU","BFU16060","Bogen Segment    BFU       160.60","",30,75.650000000000006,{"$f":"G652*(1-VLOOKUP(F652,Konditionen!$B:$G,6,0))","v":75.650000000000006}]
["LindabSafe Formteile","BFU","BFU16090","Bogen Segment    BFU       160.90","",30,91.55,{"$f":"G653*(1-VLOOKUP(F653,Konditionen!$B:$G,6,0))","v":91.55}]
["LindabSafe Formteile","BFU","BFU18015","Bogen Segment    BFU       180.15","",30,66.599999999999994,{"$f":"G654*(1-VLOOKUP(F654,Konditionen!$B:$G,6,0))","v":66.599999999999994}]
["LindabSafe Formteile","BFU","BFU18030","Bogen Segment    BFU       180.30","",30,66.599999999999994,{"$f":"G655*(1-VLOOKUP(F655,Konditionen!$B:$G,6,0))","v":66.599999999999994}]
["LindabSafe Formteile","BFU","BFU18045","Bogen Segment    BFU       180.45","",30,74.400000000000006,{"$f":"G656*(1-VLOOKUP(F656,Konditionen!$B:$G,6,0))","v":74.400000000000006}]
["LindabSafe Formteile","BFU","BFU18060","Bogen Segment    BFU       180.60","",30,86.9,{"$f":"G657*(1-VLOOKUP(F657,Konditionen!$B:$G,6,0))","v":86.9}]
["LindabSafe Formteile","BFU","BFU18090","Bogen Segment    BFU       180.90","",30,119.45,{"$f":"G658*(1-VLOOKUP(F658,Konditionen!$B:$G,6,0))","v":119.45}]
["LindabSafe Formteile","BFU","BFU20015","Bogen Segment    BFU       200.15","",30,66.599999999999994,{"$f":"G659*(1-VLOOKUP(F659,Konditionen!$B:$G,6,0))","v":66.599999999999994}]
["LindabSafe Formteile","BFU","BFU20030","Bogen Segment    BFU       200.30","",30,66.599999999999994,{"$f":"G660*(1-VLOOKUP(F660,Konditionen!$B:$G,6,0))","v":66.599999999999994}]
["LindabSafe Formteile","BFU","BFU20045","Bogen Segment    BFU       200.45","",30,74.400000000000006,{"$f":"G661*(1-VLOOKUP(F661,Konditionen!$B:$G,6,0))","v":74.400000000000006}]
["LindabSafe Formteile","BFU","BFU20060","Bogen Segment    BFU       200.60","",30,86.9,{"$f":"G662*(1-VLOOKUP(F662,Konditionen!$B:$G,6,0))","v":86.9}]
["LindabSafe Formteile","BFU","BFU20090","Bogen Segment    BFU       200.90","",30,119.45,{"$f":"G663*(1-VLOOKUP(F663,Konditionen!$B:$G,6,0))","v":119.45}]
["LindabSafe Formteile","BFU","BFU22415","Bogen Segment    BFU       224.15","",30,86.05,{"$f":"G664*(1-VLOOKUP(F664,Konditionen!$B:$G,6,0))","v":86.05}]
["LindabSafe Formteile","BFU","BFU22430","Bogen Segment    BFU       224.30","",30,86.05,{"$f":"G665*(1-VLOOKUP(F665,Konditionen!$B:$G,6,0))","v":86.05}]
["LindabSafe Formteile","BFU","BFU22445","Bogen Segment    BFU       224.45","",30,91.7,{"$f":"G666*(1-VLOOKUP(F666,Konditionen!$B:$G,6,0))","v":91.7}]
["LindabSafe Formteile","BFU","BFU22460","Bogen Segment    BFU       224.60","",30,116.55,{"$f":"G667*(1-VLOOKUP(F667,Konditionen!$B:$G,6,0))","v":116.55}]
["LindabSafe Formteile","BFU","BFU22490","Bogen Segment    BFU       224.90","",30,134.35,{"$f":"G668*(1-VLOOKUP(F668,Konditionen!$B:$G,6,0))","v":134.35}]
["LindabSafe Formteile","BFU","BFU25015","Bogen Segment    BFU       250.15","",30,86.05,{"$f":"G669*(1-VLOOKUP(F669,Konditionen!$B:$G,6,0))","v":86.05}]
["LindabSafe Formteile","BFU","BFU25030","Bogen Segment    BFU       250.30","",30,86.05,{"$f":"G670*(1-VLOOKUP(F670,Konditionen!$B:$G,6,0))","v":86.05}]
["LindabSafe Formteile","BFU","BFU25045","Bogen Segment    BFU       250.45","",30,91.7,{"$f":"G671*(1-VLOOKUP(F671,Konditionen!$B:$G,6,0))","v":91.7}]
["LindabSafe Formteile","BFU","BFU25060","Bogen Segment    BFU       250.60","",30,116.55,{"$f":"G672*(1-VLOOKUP(F672,Konditionen!$B:$G,6,0))","v":116.55}]
["LindabSafe Formteile","BFU","BFU25090","Bogen Segment    BFU       250.90","",30,134.35,{"$f":"G673*(1-VLOOKUP(F673,Konditionen!$B:$G,6,0))","v":134.35}]
["LindabSafe Formteile","BFU","BFU28015","Bogen Segment    BFU       280.15","",30,108.25,{"$f":"G674*(1-VLOOKUP(F674,Konditionen!$B:$G,6,0))","v":108.25}]
["LindabSafe Formteile","BFU","BFU28030","Bogen Segment    BFU       280.30","",30,108.25,{"$f":"G675*(1-VLOOKUP(F675,Konditionen!$B:$G,6,0))","v":108.25}]
["LindabSafe Formteile","BFU","BFU28045","Bogen Segment    BFU       280.45","",30,118.5,{"$f":"G676*(1-VLOOKUP(F676,Konditionen!$B:$G,6,0))","v":118.5}]
["LindabSafe Formteile","BFU","BFU28060","Bogen Segment    BFU       280.60","",30,146.69999999999999,{"$f":"G677*(1-VLOOKUP(F677,Konditionen!$B:$G,6,0))","v":146.69999999999999}]
["LindabSafe Formteile","BFU","BFU28090","Bogen Segment    BFU       280.90","",30,171.55,{"$f":"G678*(1-VLOOKUP(F678,Konditionen!$B:$G,6,0))","v":171.55}]
["LindabSafe Formteile","BFU","BFU30015","Bogen Segment    BFU       300.15","",30,108.25,{"$f":"G679*(1-VLOOKUP(F679,Konditionen!$B:$G,6,0))","v":108.25}]
["LindabSafe Formteile","BFU","BFU30030","Bogen Segment    BFU       300.30","",30,108.25,{"$f":"G680*(1-VLOOKUP(F680,Konditionen!$B:$G,6,0))","v":108.25}]
["LindabSafe Formteile","BFU","BFU30045","Bogen Segment    BFU       300.45","",30,118.5,{"$f":"G681*(1-VLOOKUP(F681,Konditionen!$B:$G,6,0))","v":118.5}]
["LindabSafe Formteile","BFU","BFU30060","Bogen Segment    BFU       300.60","",30,146.69999999999999,{"$f":"G682*(1-VLOOKUP(F682,Konditionen!$B:$G,6,0))","v":146.69999999999999}]
["LindabSafe Formteile","BFU","BFU30090","Bogen Segment    BFU       300.90","",30,171.55,{"$f":"G683*(1-VLOOKUP(F683,Konditionen!$B:$G,6,0))","v":171.55}]
["LindabSafe Formteile","BFU","BFU31515","Bogen Segment    BFU       315.15","",30,114.9,{"$f":"G684*(1-VLOOKUP(F684,Konditionen!$B:$G,6,0))","v":114.9}]
["LindabSafe Formteile","BFU","BFU31530","Bogen Segment    BFU       315.30","",30,117.25,{"$f":"G685*(1-VLOOKUP(F685,Konditionen!$B:$G,6,0))","v":117.25}]
["LindabSafe Formteile","BFU","BFU31545","Bogen Segment    BFU       315.45","",30,127.75,{"$f":"G686*(1-VLOOKUP(F686,Konditionen!$B:$G,6,0))","v":127.75}]
["LindabSafe Formteile","BFU","BFU31560","Bogen Segment    BFU       315.60","",30,153.75,{"$f":"G687*(1-VLOOKUP(F687,Konditionen!$B:$G,6,0))","v":153.75}]
["LindabSafe Formteile","BFU","BFU31590","Bogen Segment    BFU       315.90","",30,185.75,{"$f":"G688*(1-VLOOKUP(F688,Konditionen!$B:$G,6,0))","v":185.75}]
["LindabSafe Formteile","BFU","BFU35515","Bogen Segment    BFU       355.15","",30,118.2,{"$f":"G689*(1-VLOOKUP(F689,Konditionen!$B:$G,6,0))","v":118.2}]
["LindabSafe Formteile","BFU","BFU35530","Bogen Segment    BFU       355.30","",30,127.5,{"$f":"G690*(1-VLOOKUP(F690,Konditionen!$B:$G,6,0))","v":127.5}]
["LindabSafe Formteile","BFU","BFU35545","Bogen Segment    BFU       355.45","",30,133.69999999999999,{"$f":"G691*(1-VLOOKUP(F691,Konditionen!$B:$G,6,0))","v":133.69999999999999}]
["LindabSafe Formteile","BFU","BFU35560","Bogen Segment    BFU       355.60","",30,166.15,{"$f":"G692*(1-VLOOKUP(F692,Konditionen!$B:$G,6,0))","v":166.15}]
["LindabSafe Formteile","BFU","BFU35590","Bogen Segment    BFU       355.90","",30,195.6,{"$f":"G693*(1-VLOOKUP(F693,Konditionen!$B:$G,6,0))","v":195.6}]
["LindabSafe Formteile","BFU","BFU40015","Bogen Segment    BFU       400.15","",30,134.35,{"$f":"G694*(1-VLOOKUP(F694,Konditionen!$B:$G,6,0))","v":134.35}]
["LindabSafe Formteile","BFU","BFU40030","Bogen Segment    BFU       400.30","",30,135.35,{"$f":"G695*(1-VLOOKUP(F695,Konditionen!$B:$G,6,0))","v":135.35}]
["LindabSafe Formteile","BFU","BFU40045","Bogen Segment    BFU       400.45","",30,146.4,{"$f":"G696*(1-VLOOKUP(F696,Konditionen!$B:$G,6,0))","v":146.4}]
["LindabSafe Formteile","BFU","BFU40060","Bogen Segment    BFU       400.60","",30,176.95,{"$f":"G697*(1-VLOOKUP(F697,Konditionen!$B:$G,6,0))","v":176.95}]
["LindabSafe Formteile","BFU","BFU40090","Bogen Segment    BFU       400.90","",30,216.4,{"$f":"G698*(1-VLOOKUP(F698,Konditionen!$B:$G,6,0))","v":216.4}]
["LindabSafe Formteile","BFU","BFU45015","Bogen Segment    BFU       450.15","",30,155,{"$f":"G699*(1-VLOOKUP(F699,Konditionen!$B:$G,6,0))","v":155}]
["LindabSafe Formteile","BFU","BFU45030","Bogen Segment    BFU       450.30","",30,159.80000000000001,{"$f":"G700*(1-VLOOKUP(F700,Konditionen!$B:$G,6,0))","v":159.80000000000001}]
["LindabSafe Formteile","BFU","BFU45045","Bogen Segment    BFU       450.45","",30,174.2,{"$f":"G701*(1-VLOOKUP(F701,Konditionen!$B:$G,6,0))","v":174.2}]
["LindabSafe Formteile","BFU","BFU45060","Bogen Segment    BFU       450.60","",30,205.2,{"$f":"G702*(1-VLOOKUP(F702,Konditionen!$B:$G,6,0))","v":205.2}]
["LindabSafe Formteile","BFU","BFU45090","Bogen Segment    BFU       450.90","",30,251.25,{"$f":"G703*(1-VLOOKUP(F703,Konditionen!$B:$G,6,0))","v":251.25}]
["LindabSafe Formteile","BFU","BFU50015","Bogen Segment    BFU       500.15","",30,194.35,{"$f":"G704*(1-VLOOKUP(F704,Konditionen!$B:$G,6,0))","v":194.35}]
["LindabSafe Formteile","BFU","BFU50030","Bogen Segment    BFU       500.30","",30,197.5,{"$f":"G705*(1-VLOOKUP(F705,Konditionen!$B:$G,6,0))","v":197.5}]
["LindabSafe Formteile","BFU","BFU50045","Bogen Segment    BFU       500.45","",30,224.6,{"$f":"G706*(1-VLOOKUP(F706,Konditionen!$B:$G,6,0))","v":224.6}]
["LindabSafe Formteile","BFU","BFU50060","Bogen Segment    BFU       500.60","",30,253.05,{"$f":"G707*(1-VLOOKUP(F707,Konditionen!$B:$G,6,0))","v":253.05}]
["LindabSafe Formteile","BFU","BFU50090","Bogen Segment    BFU       500.90","",30,309,{"$f":"G708*(1-VLOOKUP(F708,Konditionen!$B:$G,6,0))","v":309}]
["LindabSafe Formteile","BFU","BFU56015","Bogen Segment    BFU       560.15","",30,256.2,{"$f":"G709*(1-VLOOKUP(F709,Konditionen!$B:$G,6,0))","v":256.2}]
["LindabSafe Formteile","BFU","BFU56030","Bogen Segment    BFU       560.30","",30,263.39999999999998,{"$f":"G710*(1-VLOOKUP(F710,Konditionen!$B:$G,6,0))","v":263.39999999999998}]
["LindabSafe Formteile","BFU","BFU56045","Bogen Segment    BFU       560.45","",30,298.05,{"$f":"G711*(1-VLOOKUP(F711,Konditionen!$B:$G,6,0))","v":298.05}]
["LindabSafe Formteile","BFU","BFU56060","Bogen Segment    BFU       560.60","",30,331.35,{"$f":"G712*(1-VLOOKUP(F712,Konditionen!$B:$G,6,0))","v":331.35}]
["LindabSafe Formteile","BFU","BFU56090","Bogen Segment    BFU       560.90","",30,400,{"$f":"G713*(1-VLOOKUP(F713,Konditionen!$B:$G,6,0))","v":400}]
["LindabSafe Formteile","BFU","BFU60015","Bogen Segment    BFU       600.15","",30,311.55,{"$f":"G714*(1-VLOOKUP(F714,Konditionen!$B:$G,6,0))","v":311.55}]
["LindabSafe Formteile","BFU","BFU60030","Bogen Segment    BFU       600.30","",30,318.10000000000002,{"$f":"G715*(1-VLOOKUP(F715,Konditionen!$B:$G,6,0))","v":318.10000000000002}]
["LindabSafe Formteile","BFU","BFU60045","Bogen Segment    BFU       600.45","",30,360.35,{"$f":"G716*(1-VLOOKUP(F716,Konditionen!$B:$G,6,0))","v":360.35}]
["LindabSafe Formteile","BFU","BFU60060","Bogen Segment   BFU       600.60","",30,402.9,{"$f":"G717*(1-VLOOKUP(F717,Konditionen!$B:$G,6,0))","v":402.9}]
["LindabSafe Formteile","BFU","BFU60090","Bogen Segment    BFU       600.90","",30,487.25,{"$f":"G718*(1-VLOOKUP(F718,Konditionen!$B:$G,6,0))","v":487.25}]
["LindabSafe Formteile","BFU","BFU63015","Bogen Segment    BFU       630.15","",30,366.3,{"$f":"G719*(1-VLOOKUP(F719,Konditionen!$B:$G,6,0))","v":366.3}]
["LindabSafe Formteile","BFU","BFU63030","Bogen Segment    BFU       630.30","",30,376.25,{"$f":"G720*(1-VLOOKUP(F720,Konditionen!$B:$G,6,0))","v":376.25}]
["LindabSafe Formteile","BFU","BFU63045","Bogen Segment    BFU       630.45","",30,428.95,{"$f":"G721*(1-VLOOKUP(F721,Konditionen!$B:$G,6,0))","v":428.95}]
["LindabSafe Formteile","BFU","BFU63060","Bogen Segment    BFU       630.60","",30,483,{"$f":"G722*(1-VLOOKUP(F722,Konditionen!$B:$G,6,0))","v":483}]
["LindabSafe Formteile","BFU","BFU63090","Bogen Segment    BFU       630.90","",30,586.75,{"$f":"G723*(1-VLOOKUP(F723,Konditionen!$B:$G,6,0))","v":586.75}]
["LindabSafe Formteile","BFU","BFU71015","Bogen Segment    BFU       710.15","",30,444.5,{"$f":"G724*(1-VLOOKUP(F724,Konditionen!$B:$G,6,0))","v":444.5}]
["LindabSafe Formteile","BFU","BFU71030","Bogen Segment    BFU       710.30","",30,458,{"$f":"G725*(1-VLOOKUP(F725,Konditionen!$B:$G,6,0))","v":458}]
["LindabSafe Formteile","BFU","BFU71045","Bogen Segment    BFU       710.45","",30,521.95000000000005,{"$f":"G726*(1-VLOOKUP(F726,Konditionen!$B:$G,6,0))","v":521.95000000000005}]
["LindabSafe Formteile","BFU","BFU71060","Bogen Segment    BFU       710.60","",30,585.75,{"$f":"G727*(1-VLOOKUP(F727,Konditionen!$B:$G,6,0))","v":585.75}]
["LindabSafe Formteile","BFU","BFU71090","Bogen Segment    BFU       710.90","",30,716.8,{"$f":"G728*(1-VLOOKUP(F728,Konditionen!$B:$G,6,0))","v":716.8}]
["LindabSafe Formteile","BFU","BFU80015","Bogen Segment    BFU       800.15","",30,547.25,{"$f":"G729*(1-VLOOKUP(F729,Konditionen!$B:$G,6,0))","v":547.25}]
["LindabSafe Formteile","BFU","BFU80030","Bogen Segment    BFU       800.30","",30,563.29999999999995,{"$f":"G730*(1-VLOOKUP(F730,Konditionen!$B:$G,6,0))","v":563.29999999999995}]
["LindabSafe Formteile","BFU","BFU80045","Bogen Segment    BFU       800.45","",30,644.45000000000005,{"$f":"G731*(1-VLOOKUP(F731,Konditionen!$B:$G,6,0))","v":644.45000000000005}]
["LindabSafe Formteile","BFU","BFU80060","Bogen Segment    BFU       800.60","",30,730.65,{"$f":"G732*(1-VLOOKUP(F732,Konditionen!$B:$G,6,0))","v":730.65}]
["LindabSafe Formteile","BFU","BFU80090","Bogen Segment    BFU       800.90","",30,889.9,{"$f":"G733*(1-VLOOKUP(F733,Konditionen!$B:$G,6,0))","v":889.9}]
["LindabSafe Formteile","BFU","BFU8015","Bogen Segment    BFU        80.15","",30,44.9,{"$f":"G734*(1-VLOOKUP(F734,Konditionen!$B:$G,6,0))","v":44.9}]
["LindabSafe Formteile","BFU","BFU8030","Bogen Segment    BFU        80.30","",30,44.9,{"$f":"G735*(1-VLOOKUP(F735,Konditionen!$B:$G,6,0))","v":44.9}]
["LindabSafe Formteile","BFU","BFU8045","Bogen Segment    BFU        80.45","",30,50.7,{"$f":"G736*(1-VLOOKUP(F736,Konditionen!$B:$G,6,0))","v":50.7}]
["LindabSafe Formteile","BFU","BFU8060","Bogen Segment    BFU        80.60","",30,57.75,{"$f":"G737*(1-VLOOKUP(F737,Konditionen!$B:$G,6,0))","v":57.75}]
["LindabSafe Formteile","BFU","BFU8090","Bogen Segment    BFU        80.90","",30,73.3,{"$f":"G738*(1-VLOOKUP(F738,Konditionen!$B:$G,6,0))","v":73.3}]
["LindabSafe Formteile","BFU","BFU90015","Bogen Segment    BFU        900.15","",30,860.35,{"$f":"G739*(1-VLOOKUP(F739,Konditionen!$B:$G,6,0))","v":860.35}]
["LindabSafe Formteile","BFU","BFU90030","Bogen Segment    BFU        900.30","",30,890.85,{"$f":"G740*(1-VLOOKUP(F740,Konditionen!$B:$G,6,0))","v":890.85}]
["LindabSafe Formteile","BFU","BFU90045","Bogen Segment    BFU        900.45","",30,960.75,{"$f":"G741*(1-VLOOKUP(F741,Konditionen!$B:$G,6,0))","v":960.75}]
["LindabSafe Formteile","BFU","BFU90060","Bogen Segment    BFU        900.60","",30,970.85,{"$f":"G742*(1-VLOOKUP(F742,Konditionen!$B:$G,6,0))","v":970.85}]
["LindabSafe Formteile","BFU","BFU90090","Bogen Segment    BFU       900.90","",30,1073,{"$f":"G743*(1-VLOOKUP(F743,Konditionen!$B:$G,6,0))","v":1073}]
["LindabSafe Formteile","BKCU","BKCU10010090","Bogen gepresst BKCU   100.100.90","",30,140.6,{"$f":"G744*(1-VLOOKUP(F744,Konditionen!$B:$G,6,0))","v":140.6}]
["LindabSafe Formteile","BKCU","BKCU11210090","Bogen gepresst   BKCU   112.100.90","",30,151.1,{"$f":"G745*(1-VLOOKUP(F745,Konditionen!$B:$G,6,0))","v":151.1}]
["LindabSafe Formteile","BKCU","BKCU12510090","Bogen gepresst   BKCU   125.100.90","",30,151.1,{"$f":"G746*(1-VLOOKUP(F746,Konditionen!$B:$G,6,0))","v":151.1}]
["LindabSafe Formteile","BKCU","BKCU12512590","Bogen gepresst   BKCU   125.125.90","",30,151.1,{"$f":"G747*(1-VLOOKUP(F747,Konditionen!$B:$G,6,0))","v":151.1}]
["LindabSafe Formteile","BKCU","BKCU14012590","Bogen gepresst   BKCU   140.125.90","",30,191.1,{"$f":"G748*(1-VLOOKUP(F748,Konditionen!$B:$G,6,0))","v":191.1}]
["LindabSafe Formteile","BKCU","BKCU15012590","Bogen gepresst   BKCU   150.125.90","",30,191.1,{"$f":"G749*(1-VLOOKUP(F749,Konditionen!$B:$G,6,0))","v":191.1}]
["LindabSafe Formteile","BKCU","BKCU16012590","Bogen gepresst   BKCU   160.125.90","",30,191.1,{"$f":"G750*(1-VLOOKUP(F750,Konditionen!$B:$G,6,0))","v":191.1}]
["LindabSafe Formteile","BKCU","BKCU16016090","Bogen gepresst   BKCU   160.160.90","",30,191.1,{"$f":"G751*(1-VLOOKUP(F751,Konditionen!$B:$G,6,0))","v":191.1}]
["LindabSafe Formteile","BKCU","BKCU18016090","Bogen gepresst   BKCU   180.160.90","",30,245.95,{"$f":"G752*(1-VLOOKUP(F752,Konditionen!$B:$G,6,0))","v":245.95}]
["LindabSafe Formteile","BKCU","BKCU20016090","Bogen gepresst   BKCU   200.160.90","",30,245.95,{"$f":"G753*(1-VLOOKUP(F753,Konditionen!$B:$G,6,0))","v":245.95}]
["LindabSafe Formteile","BKCU","BKCU20020090","Bogen gepresst   BKCU   200.200.90","",30,245.95,{"$f":"G754*(1-VLOOKUP(F754,Konditionen!$B:$G,6,0))","v":245.95}]
["LindabSafe Formteile","BKCU","BKCU22420090","Bogen gepresst   BKCU   224.200.90","",30,389.85,{"$f":"G755*(1-VLOOKUP(F755,Konditionen!$B:$G,6,0))","v":389.85}]
["LindabSafe Formteile","BKCU","BKCU25020090","Bogen gepresst   BKCU   250.200.90","",30,389.85,{"$f":"G756*(1-VLOOKUP(F756,Konditionen!$B:$G,6,0))","v":389.85}]
["LindabSafe Formteile","BKCU","BKCU25025090","Bogen gepresst   BKCU   250.250.90","",30,389.85,{"$f":"G757*(1-VLOOKUP(F757,Konditionen!$B:$G,6,0))","v":389.85}]
["LindabSafe Formteile","BKFU","BKFU20090","Bogen Segment kurz BKFU    200.90","",30,355.8,{"$f":"G758*(1-VLOOKUP(F758,Konditionen!$B:$G,6,0))","v":355.8}]
["LindabSafe Formteile","BKFU","BKFU22490","Bogen Segment kurz BKFU    224.90","",30,413.1,{"$f":"G759*(1-VLOOKUP(F759,Konditionen!$B:$G,6,0))","v":413.1}]
["LindabSafe Formteile","BKFU","BKFU25090","Bogen Segment kurz BKFU    250.90","",30,413.1,{"$f":"G760*(1-VLOOKUP(F760,Konditionen!$B:$G,6,0))","v":413.1}]
["LindabSafe Formteile","BKFU","BKFU31590","Bogen Segment kurz BKFU    315.90","",30,533.70000000000005,{"$f":"G761*(1-VLOOKUP(F761,Konditionen!$B:$G,6,0))","v":533.70000000000005}]
["LindabSafe Formteile","BKFU","BKFU40045","Bogen Segment kurz BKFU    400.45","",30,513.85,{"$f":"G762*(1-VLOOKUP(F762,Konditionen!$B:$G,6,0))","v":513.85}]
["LindabSafe Formteile","BKFU","BKFU40090","Bogen Segment kurz BKFU    400.90","",30,705.25,{"$f":"G763*(1-VLOOKUP(F763,Konditionen!$B:$G,6,0))","v":705.25}]
["LindabSafe Formteile","BKFU","BKFU45090","Bogen Segment kurz BKFU    450.90","",30,816,{"$f":"G764*(1-VLOOKUP(F764,Konditionen!$B:$G,6,0))","v":816}]
["LindabSafe Formteile","BKFU","BKFU50090","Bogen Segment kurz BKFU    500.90","",30,870.45,{"$f":"G765*(1-VLOOKUP(F765,Konditionen!$B:$G,6,0))","v":870.45}]
["LindabSafe Formteile","BKFU","BKFU56045","Bogen Segment kurz BKFU    560.45","",30,703.85,{"$f":"G766*(1-VLOOKUP(F766,Konditionen!$B:$G,6,0))","v":703.85}]
["LindabSafe Formteile","BKFU","BKFU56090","Bogen Segment kurz BKFU    560.90","",30,964.2,{"$f":"G767*(1-VLOOKUP(F767,Konditionen!$B:$G,6,0))","v":964.2}]
["LindabSafe Formteile","BKFU","BKFU60090","Bogen Segment kurz BKFU    600.90","",30,1594,{"$f":"G768*(1-VLOOKUP(F768,Konditionen!$B:$G,6,0))","v":1594}]
["LindabSafe Formteile","BKFU","BKFU63090","Bogen Segment kurz BKFU    630.90","",30,1594,{"$f":"G769*(1-VLOOKUP(F769,Konditionen!$B:$G,6,0))","v":1594}]
["LindabSafe Formteile","BKFU","BKFU71090","Bogen Segment kurz BKFU    710.90","",30,1665,{"$f":"G770*(1-VLOOKUP(F770,Konditionen!$B:$G,6,0))","v":1665}]
["LindabSafe Formteile","BKFU","BKFU80090","Bogen Segment kurz BKFU    800.90","",30,1751,{"$f":"G771*(1-VLOOKUP(F771,Konditionen!$B:$G,6,0))","v":1751}]
["LindabSafe Formteile","BKFU","BKFU90090","Bogen Segment kurz BKFU    900.90","",30,1998,{"$f":"G772*(1-VLOOKUP(F772,Konditionen!$B:$G,6,0))","v":1998}]
["LindabSafe Formteile","BKMU","BKMU10090","Bogen kurz       BKMU      100.90","1 Seite MF-Maß, 1 Seite NP-Maß",30,76.2,{"$f":"G773*(1-VLOOKUP(F773,Konditionen!$B:$G,6,0))","v":76.2}]
["LindabSafe Formteile","BKMU","BKMU12590","Bogen kurz       BKMU      125.90","1 Seite MF-Maß, 1 Seite NP-Maß",30,105.1,{"$f":"G774*(1-VLOOKUP(F774,Konditionen!$B:$G,6,0))","v":105.1}]
["LindabSafe Formteile","BKMU","BKMU16090","Bogen kurz       BKMU      160.90","1 Seite MF-Maß, 1 Seite NP-Maß",30,120.85,{"$f":"G775*(1-VLOOKUP(F775,Konditionen!$B:$G,6,0))","v":120.85}]
["LindabSafe Formteile","BKMU","BKMU8090","Bogen kurz       BKMU       80.90","1 Seite MF-Maß, 1 Seite NP-Maß",30,76.2,{"$f":"G776*(1-VLOOKUP(F776,Konditionen!$B:$G,6,0))","v":76.2}]
["LindabSafe Formteile","BKU","BKU10090","Bogen kurz       BKU       100.90","",30,78.2,{"$f":"G777*(1-VLOOKUP(F777,Konditionen!$B:$G,6,0))","v":78.2}]
["LindabSafe Formteile","BKU","BKU12590","Bogen kurz       BKU       125.90","",30,85.1,{"$f":"G778*(1-VLOOKUP(F778,Konditionen!$B:$G,6,0))","v":85.1}]
["LindabSafe Formteile","BKU","BKU16090","Bogen kurz       BKU       160.90","",30,108.25,{"$f":"G779*(1-VLOOKUP(F779,Konditionen!$B:$G,6,0))","v":108.25}]
["LindabSafe Formteile","BKU","BKU8090","Bogen kurz       BKU        80.90","",30,55.1,{"$f":"G780*(1-VLOOKUP(F780,Konditionen!$B:$G,6,0))","v":55.1}]
["LindabSafe Formteile","BSFU","BSFU100045","Bogen Segment    BSFU     1000.45","r = 1,5xd",30,1611,{"$f":"G781*(1-VLOOKUP(F781,Konditionen!$B:$G,6,0))","v":1611}]
["LindabSafe Formteile","BSFU","BSFU100060","Bogen Segment    BSFU     1000.60","r = 1,5xd",30,1801,{"$f":"G782*(1-VLOOKUP(F782,Konditionen!$B:$G,6,0))","v":1801}]
["LindabSafe Formteile","BSFU","BSFU100090","Bogen Segment    BSFU     1000.90","r = 1,5xd",30,1868,{"$f":"G783*(1-VLOOKUP(F783,Konditionen!$B:$G,6,0))","v":1868}]
["LindabSafe Formteile","BSFU","BSFU10045","Bogen Segment    BSFU      100.45","r = 1,5xd",30,65.45,{"$f":"G784*(1-VLOOKUP(F784,Konditionen!$B:$G,6,0))","v":65.45}]
["LindabSafe Formteile","BSFU","BSFU10060","Bogen Segment    BSFU      100.60","r = 1,5xd",30,75.400000000000006,{"$f":"G785*(1-VLOOKUP(F785,Konditionen!$B:$G,6,0))","v":75.400000000000006}]
["LindabSafe Formteile","BSFU","BSFU10090","Bogen Segment    BSFU      100.90","r = 1,5xd",30,94.75,{"$f":"G786*(1-VLOOKUP(F786,Konditionen!$B:$G,6,0))","v":94.75}]
["LindabSafe Formteile","BSFU","BSFU112045","Bogen Segment    BSFU     1120.45","r = 1,5xd",30,2037,{"$f":"G787*(1-VLOOKUP(F787,Konditionen!$B:$G,6,0))","v":2037}]
["LindabSafe Formteile","BSFU","BSFU112060","Bogen Segment    BSFU     1120.60","r = 1,5xd",30,2272,{"$f":"G788*(1-VLOOKUP(F788,Konditionen!$B:$G,6,0))","v":2272}]
["LindabSafe Formteile","BSFU","BSFU112090","Bogen Segment    BSFU     1120.90","r = 1,5xd",30,2401,{"$f":"G789*(1-VLOOKUP(F789,Konditionen!$B:$G,6,0))","v":2401}]
["LindabSafe Formteile","BSFU","BSFU11245","Bogen Segment    BSFU      112.45","r = 1,5xd",30,73.3,{"$f":"G790*(1-VLOOKUP(F790,Konditionen!$B:$G,6,0))","v":73.3}]
["LindabSafe Formteile","BSFU","BSFU11260","Bogen Segment    BSFU      112.60","r = 1,5xd",30,81.2,{"$f":"G791*(1-VLOOKUP(F791,Konditionen!$B:$G,6,0))","v":81.2}]
["LindabSafe Formteile","BSFU","BSFU11290","Bogen Segment    BSFU      112.90","r = 1,5xd",30,100.4,{"$f":"G792*(1-VLOOKUP(F792,Konditionen!$B:$G,6,0))","v":100.4}]
["LindabSafe Formteile","BSFU","BSFU125045","Bogen Segment    BSFU     1250.45","r = 1,5xd",30,2470,{"$f":"G793*(1-VLOOKUP(F793,Konditionen!$B:$G,6,0))","v":2470}]
["LindabSafe Formteile","BSFU","BSFU125060","Bogen Segment    BSFU     1250.60","r = 1,5xd",30,2757,{"$f":"G794*(1-VLOOKUP(F794,Konditionen!$B:$G,6,0))","v":2757}]
["LindabSafe Formteile","BSFU","BSFU125090","Bogen Segment    BSFU     1250.90","r = 1,5xd",30,2918,{"$f":"G795*(1-VLOOKUP(F795,Konditionen!$B:$G,6,0))","v":2918}]
["LindabSafe Formteile","BSFU","BSFU12545","Bogen Segment    BSFU      125.45","r = 1,5xd",30,73.3,{"$f":"G796*(1-VLOOKUP(F796,Konditionen!$B:$G,6,0))","v":73.3}]
["LindabSafe Formteile","BSFU","BSFU12560","Bogen Segment    BSFU      125.60","r = 1,5xd",30,81.2,{"$f":"G797*(1-VLOOKUP(F797,Konditionen!$B:$G,6,0))","v":81.2}]
["LindabSafe Formteile","BSFU","BSFU12590","Bogen Segment    BSFU      125.90","r = 1,5xd",30,100.4,{"$f":"G798*(1-VLOOKUP(F798,Konditionen!$B:$G,6,0))","v":100.4}]
["LindabSafe Formteile","BSFU","BSFU14045","Bogen Segment    BSFU      140.45","r = 1,5xd",30,79.2,{"$f":"G799*(1-VLOOKUP(F799,Konditionen!$B:$G,6,0))","v":79.2}]
["LindabSafe Formteile","BSFU","BSFU14060","Bogen Segment    BSFU      140.60","r = 1,5xd",30,96.1,{"$f":"G800*(1-VLOOKUP(F800,Konditionen!$B:$G,6,0))","v":96.1}]
["LindabSafe Formteile","BSFU","BSFU14090","Bogen Segment    BSFU      140.90","r = 1,5xd",30,117.8,{"$f":"G801*(1-VLOOKUP(F801,Konditionen!$B:$G,6,0))","v":117.8}]
["LindabSafe Formteile","BSFU","BSFU15045","Bogen Segment    BSFU      150.45","r = 1,5xd",30,79.2,{"$f":"G802*(1-VLOOKUP(F802,Konditionen!$B:$G,6,0))","v":79.2}]
["LindabSafe Formteile","BSFU","BSFU15060","Bogen Segment    BSFU      150.60","r = 1,5xd",30,96.1,{"$f":"G803*(1-VLOOKUP(F803,Konditionen!$B:$G,6,0))","v":96.1}]
["LindabSafe Formteile","BSFU","BSFU15090","Bogen Segment    BSFU      150.90","r = 1,5xd",30,117.8,{"$f":"G804*(1-VLOOKUP(F804,Konditionen!$B:$G,6,0))","v":117.8}]
["LindabSafe Formteile","BSFU","BSFU16045","Bogen Segment    BSFU      160.45","r = 1,5xd",30,79.2,{"$f":"G805*(1-VLOOKUP(F805,Konditionen!$B:$G,6,0))","v":79.2}]
["LindabSafe Formteile","BSFU","BSFU16060","Bogen Segment    BSFU      160.60","r = 1,5xd",30,96.1,{"$f":"G806*(1-VLOOKUP(F806,Konditionen!$B:$G,6,0))","v":96.1}]
["LindabSafe Formteile","BSFU","BSFU16090","Bogen Segment    BSFU      160.90","r = 1,5xd",30,117.8,{"$f":"G807*(1-VLOOKUP(F807,Konditionen!$B:$G,6,0))","v":117.8}]
["LindabSafe Formteile","BSFU","BSFU18045","Bogen Segment    BSFU      180.45","r = 1,5xd",30,92.65,{"$f":"G808*(1-VLOOKUP(F808,Konditionen!$B:$G,6,0))","v":92.65}]
["LindabSafe Formteile","BSFU","BSFU18060","Bogen Segment    BSFU      180.60","r = 1,5xd",30,108.55,{"$f":"G809*(1-VLOOKUP(F809,Konditionen!$B:$G,6,0))","v":108.55}]
["LindabSafe Formteile","BSFU","BSFU18090","Bogen Segment    BSFU      180.90","r = 1,5xd",30,135.6,{"$f":"G810*(1-VLOOKUP(F810,Konditionen!$B:$G,6,0))","v":135.6}]
["LindabSafe Formteile","BSFU","BSFU20045","Bogen Segment    BSFU      200.45","r = 1,5xd",30,92.65,{"$f":"G811*(1-VLOOKUP(F811,Konditionen!$B:$G,6,0))","v":92.65}]
["LindabSafe Formteile","BSFU","BSFU20060","Bogen Segment    BSFU      200.60","r = 1,5xd",30,108.55,{"$f":"G812*(1-VLOOKUP(F812,Konditionen!$B:$G,6,0))","v":108.55}]
["LindabSafe Formteile","BSFU","BSFU20090","Bogen Segment    BSFU      200.90","r = 1,5xd",30,135.6,{"$f":"G813*(1-VLOOKUP(F813,Konditionen!$B:$G,6,0))","v":135.6}]
["LindabSafe Formteile","BSFU","BSFU22445","Bogen Segment    BSFU      224.45","r = 1,5xd",30,117.25,{"$f":"G814*(1-VLOOKUP(F814,Konditionen!$B:$G,6,0))","v":117.25}]
["LindabSafe Formteile","BSFU","BSFU22460","Bogen Segment    BSFU      224.60","r = 1,5xd",30,146.94999999999999,{"$f":"G815*(1-VLOOKUP(F815,Konditionen!$B:$G,6,0))","v":146.94999999999999}]
["LindabSafe Formteile","BSFU","BSFU22490","Bogen Segment    BSFU      224.90","r = 1,5xd",30,176.1,{"$f":"G816*(1-VLOOKUP(F816,Konditionen!$B:$G,6,0))","v":176.1}]
["LindabSafe Formteile","BSFU","BSFU25045","Bogen Segment    BSFU      250.45","r = 1,5xd",30,117.25,{"$f":"G817*(1-VLOOKUP(F817,Konditionen!$B:$G,6,0))","v":117.25}]
["LindabSafe Formteile","BSFU","BSFU25060","Bogen Segment    BSFU      250.60","r = 1,5xd",30,146.94999999999999,{"$f":"G818*(1-VLOOKUP(F818,Konditionen!$B:$G,6,0))","v":146.94999999999999}]
["LindabSafe Formteile","BSFU","BSFU25090","Bogen Segment    BSFU      250.90","r = 1,5xd",30,176.1,{"$f":"G819*(1-VLOOKUP(F819,Konditionen!$B:$G,6,0))","v":176.1}]
["LindabSafe Formteile","BSFU","BSFU28045","Bogen Segment    BSFU      280.45","r = 1,5xd",30,147.65,{"$f":"G820*(1-VLOOKUP(F820,Konditionen!$B:$G,6,0))","v":147.65}]
["LindabSafe Formteile","BSFU","BSFU28060","Bogen Segment    BSFU      280.60","r = 1,5xd",30,183.65,{"$f":"G821*(1-VLOOKUP(F821,Konditionen!$B:$G,6,0))","v":183.65}]
["LindabSafe Formteile","BSFU","BSFU28090","Bogen Segment    BSFU      280.90","r = 1,5xd",30,216.7,{"$f":"G822*(1-VLOOKUP(F822,Konditionen!$B:$G,6,0))","v":216.7}]
["LindabSafe Formteile","BSFU","BSFU30045","Bogen Segment    BSFU      300.45","r = 1,5xd",30,147.65,{"$f":"G823*(1-VLOOKUP(F823,Konditionen!$B:$G,6,0))","v":147.65}]
["LindabSafe Formteile","BSFU","BSFU30060","Bogen Segment    BSFU      300.60","r = 1,5xd",30,183.65,{"$f":"G824*(1-VLOOKUP(F824,Konditionen!$B:$G,6,0))","v":183.65}]
["LindabSafe Formteile","BSFU","BSFU30090","Bogen Segment    BSFU      300.90","r = 1,5xd",30,216.7,{"$f":"G825*(1-VLOOKUP(F825,Konditionen!$B:$G,6,0))","v":216.7}]
["LindabSafe Formteile","BSFU","BSFU31545","Bogen Segment    BSFU      315.45","r = 1,5xd",30,159.94999999999999,{"$f":"G826*(1-VLOOKUP(F826,Konditionen!$B:$G,6,0))","v":159.94999999999999}]
["LindabSafe Formteile","BSFU","BSFU31560","Bogen Segment    BSFU      315.60","r = 1,5xd",30,192.25,{"$f":"G827*(1-VLOOKUP(F827,Konditionen!$B:$G,6,0))","v":192.25}]
["LindabSafe Formteile","BSFU","BSFU31590","Bogen Segment    BSFU      315.90","r = 1,5xd",30,232.45,{"$f":"G828*(1-VLOOKUP(F828,Konditionen!$B:$G,6,0))","v":232.45}]
["LindabSafe Formteile","BSFU","BSFU35545","Bogen Segment    BSFU      355.45","r = 1,5xd",30,167.1,{"$f":"G829*(1-VLOOKUP(F829,Konditionen!$B:$G,6,0))","v":167.1}]
["LindabSafe Formteile","BSFU","BSFU35560","Bogen Segment    BSFU      355.60","r = 1,5xd",30,208.55,{"$f":"G830*(1-VLOOKUP(F830,Konditionen!$B:$G,6,0))","v":208.55}]
["LindabSafe Formteile","BSFU","BSFU35590","Bogen Segment    BSFU      355.90","r = 1,5xd",30,250.65,{"$f":"G831*(1-VLOOKUP(F831,Konditionen!$B:$G,6,0))","v":250.65}]
["LindabSafe Formteile","BSFU","BSFU40045","Bogen Segment    BSFU      400.45","r = 1,5xd",30,184.25,{"$f":"G832*(1-VLOOKUP(F832,Konditionen!$B:$G,6,0))","v":184.25}]
["LindabSafe Formteile","BSFU","BSFU40060","Bogen Segment    BSFU      400.60","r = 1,5xd",30,223.6,{"$f":"G833*(1-VLOOKUP(F833,Konditionen!$B:$G,6,0))","v":223.6}]
["LindabSafe Formteile","BSFU","BSFU40090","Bogen Segment    BSFU      400.90","r = 1,5xd",30,274.45,{"$f":"G834*(1-VLOOKUP(F834,Konditionen!$B:$G,6,0))","v":274.45}]
["LindabSafe Formteile","BSFU","BSFU45045","Bogen Segment    BSFU      450.45","r = 1,5xd",30,217.4,{"$f":"G835*(1-VLOOKUP(F835,Konditionen!$B:$G,6,0))","v":217.4}]
["LindabSafe Formteile","BSFU","BSFU45060","Bogen Segment    BSFU      450.60","r = 1,5xd",30,261.35000000000002,{"$f":"G836*(1-VLOOKUP(F836,Konditionen!$B:$G,6,0))","v":261.35000000000002}]
["LindabSafe Formteile","BSFU","BSFU45090","Bogen Segment    BSFU      450.90","r = 1,5xd",30,314.8,{"$f":"G837*(1-VLOOKUP(F837,Konditionen!$B:$G,6,0))","v":314.8}]
["LindabSafe Formteile","BSFU","BSFU50045","Bogen Segment    BSFU      500.45","r = 1,5xd",30,284.5,{"$f":"G838*(1-VLOOKUP(F838,Konditionen!$B:$G,6,0))","v":284.5}]
["LindabSafe Formteile","BSFU","BSFU50060","Bogen Segment    BSFU      500.60","r = 1,5xd",30,319.2,{"$f":"G839*(1-VLOOKUP(F839,Konditionen!$B:$G,6,0))","v":319.2}]
["LindabSafe Formteile","BSFU","BSFU50090","Bogen Segment    BSFU      500.90","r = 1,5xd",30,391.15,{"$f":"G840*(1-VLOOKUP(F840,Konditionen!$B:$G,6,0))","v":391.15}]
["LindabSafe Formteile","BSFU","BSFU56045","Bogen Segment    BSFU      560.45","r = 1,5xd",30,370.95,{"$f":"G841*(1-VLOOKUP(F841,Konditionen!$B:$G,6,0))","v":370.95}]
["LindabSafe Formteile","BSFU","BSFU56060","Bogen Segment    BSFU      560.60","r = 1,5xd",30,411.45,{"$f":"G842*(1-VLOOKUP(F842,Konditionen!$B:$G,6,0))","v":411.45}]
["LindabSafe Formteile","BSFU","BSFU56090","Bogen Segment    BSFU      560.90","r = 1,5xd",30,574.9,{"$f":"G843*(1-VLOOKUP(F843,Konditionen!$B:$G,6,0))","v":574.9}]
["LindabSafe Formteile","BSFU","BSFU60045","Bogen Segment    BSFU      600.45","r = 1,5xd",30,447.8,{"$f":"G844*(1-VLOOKUP(F844,Konditionen!$B:$G,6,0))","v":447.8}]
["LindabSafe Formteile","BSFU","BSFU60060","Bogen Segment    BSFU      600.60","r = 1,5xd",30,507.45,{"$f":"G845*(1-VLOOKUP(F845,Konditionen!$B:$G,6,0))","v":507.45}]
["LindabSafe Formteile","BSFU","BSFU60090","Bogen Segment    BSFU      600.90","r = 1,5xd",30,614.25,{"$f":"G846*(1-VLOOKUP(F846,Konditionen!$B:$G,6,0))","v":614.25}]
["LindabSafe Formteile","BSFU","BSFU63045","Bogen Segment    BSFU      630.45","r = 1,5xd",30,535.65,{"$f":"G847*(1-VLOOKUP(F847,Konditionen!$B:$G,6,0))","v":535.65}]
["LindabSafe Formteile","BSFU","BSFU63060","Bogen Segment    BSFU      630.60","r = 1,5xd",30,605.9,{"$f":"G848*(1-VLOOKUP(F848,Konditionen!$B:$G,6,0))","v":605.9}]
["LindabSafe Formteile","BSFU","BSFU63090","Bogen Segment    BSFU      630.90","r = 1,5xd",30,746.55,{"$f":"G849*(1-VLOOKUP(F849,Konditionen!$B:$G,6,0))","v":746.55}]
["LindabSafe Formteile","BSFU","BSFU71045","Bogen Segment    BSFU      710.45","r = 1,5xd",30,655.8,{"$f":"G850*(1-VLOOKUP(F850,Konditionen!$B:$G,6,0))","v":655.8}]
["LindabSafe Formteile","BSFU","BSFU71060","Bogen Segment    BSFU      710.60","r = 1,5xd",30,743.05,{"$f":"G851*(1-VLOOKUP(F851,Konditionen!$B:$G,6,0))","v":743.05}]
["LindabSafe Formteile","BSFU","BSFU71090","Bogen Segment    BSFU      710.90","r = 1,5xd",30,915.45,{"$f":"G852*(1-VLOOKUP(F852,Konditionen!$B:$G,6,0))","v":915.45}]
["LindabSafe Formteile","BSFU","BSFU80045","Bogen Segment    BSFU      800.45","r = 1,5xd",30,817,{"$f":"G853*(1-VLOOKUP(F853,Konditionen!$B:$G,6,0))","v":817}]
["LindabSafe Formteile","BSFU","BSFU80060","Bogen Segment    BSFU      800.60","r = 1,5xd",30,919.05,{"$f":"G854*(1-VLOOKUP(F854,Konditionen!$B:$G,6,0))","v":919.05}]
["LindabSafe Formteile","BSFU","BSFU80090","Bogen Segment    BSFU      800.90","r = 1,5xd",30,1140,{"$f":"G855*(1-VLOOKUP(F855,Konditionen!$B:$G,6,0))","v":1140}]
["LindabSafe Formteile","BSFU","BSFU8045","Bogen Segment    BSFU       80.45","r = 1,5xd",30,64.2,{"$f":"G856*(1-VLOOKUP(F856,Konditionen!$B:$G,6,0))","v":64.2}]
["LindabSafe Formteile","BSFU","BSFU8060","Bogen Segment    BSFU       80.60","r = 1,5xd",30,74.55,{"$f":"G857*(1-VLOOKUP(F857,Konditionen!$B:$G,6,0))","v":74.55}]
["LindabSafe Formteile","BSFU","BSFU8090","Bogen Segment    BSFU       80.90","r = 1,5xd",30,92.8,{"$f":"G858*(1-VLOOKUP(F858,Konditionen!$B:$G,6,0))","v":92.8}]
["LindabSafe Formteile","BSFU","BSFU90045","Bogen Segment    BSFU      900.45","r = 1,5xd",30,1221,{"$f":"G859*(1-VLOOKUP(F859,Konditionen!$B:$G,6,0))","v":1221}]
["LindabSafe Formteile","BSFU","BSFU90060","Bogen Segment    BSFU      900.60","r = 1,5xd",30,1232,{"$f":"G860*(1-VLOOKUP(F860,Konditionen!$B:$G,6,0))","v":1232}]
["LindabSafe Formteile","BSFU","BSFU90090","Bogen Segment    BSFU      900.90","r = 1,5xd",30,1366,{"$f":"G861*(1-VLOOKUP(F861,Konditionen!$B:$G,6,0))","v":1366}]
["LindabSafe Formteile","BSIU","BSIU10090GJUT","Bogen kurz    BSIU 100.90-CST","für direkten Ventileinbau, passend",30,174.45,{"$f":"G862*(1-VLOOKUP(F862,Konditionen!$B:$G,6,0))","v":174.45}]
["LindabSafe Formteile","BSIU","BSIU12590GJUT","Bogen kurz    BSIU 125.90-CST","für direkten Ventileinbau, passend",30,293.89999999999998,{"$f":"G863*(1-VLOOKUP(F863,Konditionen!$B:$G,6,0))","v":293.89999999999998}]
["LindabSafe Formteile","BSIU","BSIU16090GJUT","Bogen kurz    BSIU 160.90-CST","für direkten Ventileinbau, passend",30,353.45,{"$f":"G864*(1-VLOOKUP(F864,Konditionen!$B:$G,6,0))","v":353.45}]
["LindabSafe Formteile","BSLU","BSLU1012590","Bogenschalldämpfer  BSLU100 125.90","mit 100 mm Isolierung",30,689.65,{"$f":"G865*(1-VLOOKUP(F865,Konditionen!$B:$G,6,0))","v":689.65}]
["LindabSafe Formteile","BSLU","BSLU1016090","Bogenschalldämpfer BSLU100 160.90","mit 100 mm Isolierung",30,829.45,{"$f":"G866*(1-VLOOKUP(F866,Konditionen!$B:$G,6,0))","v":829.45}]
["LindabSafe Formteile","BSLU","BSLU1020090","Bogenschalldämpfer  BSLU100 200.90","mit 100 mm Isolierung",30,968.1,{"$f":"G867*(1-VLOOKUP(F867,Konditionen!$B:$G,6,0))","v":968.1}]
["LindabSafe Formteile","BSLU","BSLU1025090","Bogenschalldämpfer  BSLU100 250.90","mit 100 mm Isolierung",30,1152,{"$f":"G868*(1-VLOOKUP(F868,Konditionen!$B:$G,6,0))","v":1152}]
["LindabSafe Formteile","BSLU","BSLU1030090","Bogenschalldämpfer  BSLU100 300.90","mit 100 mm Isolierung",30,1428,{"$f":"G869*(1-VLOOKUP(F869,Konditionen!$B:$G,6,0))","v":1428}]
["LindabSafe Formteile","BSLU","BSLU1031590","Bogenschalldämpfer  BSLU100 315.90","mit 100 mm Isolierung",30,1428,{"$f":"G870*(1-VLOOKUP(F870,Konditionen!$B:$G,6,0))","v":1428}]
["LindabSafe Formteile","BSLU","BSLU1035590","Bogenschalldämpfer  BSLU100 355.90","mit 100 mm Isolierung",30,1826,{"$f":"G871*(1-VLOOKUP(F871,Konditionen!$B:$G,6,0))","v":1826}]
["LindabSafe Formteile","BSLU","BSLU1040090","Bogenschalldämpfer  BSLU100 400.90","mit 100 mm Isolierung",30,2061,{"$f":"G872*(1-VLOOKUP(F872,Konditionen!$B:$G,6,0))","v":2061}]
["LindabSafe Formteile","BSLU","BSLU1045090","Bogenschalldämpfer  BSLU100 450.90","mit 100 mm Isolierung",30,2935,{"$f":"G873*(1-VLOOKUP(F873,Konditionen!$B:$G,6,0))","v":2935}]
["LindabSafe Formteile","BSLU","BSLU1050090","Bogenschalldämpfer  BSLU100 500.90","mit 100 mm Isolierung",30,2935,{"$f":"G874*(1-VLOOKUP(F874,Konditionen!$B:$G,6,0))","v":2935}]
["LindabSafe Formteile","BSLU","BSLU1056090","Bogenschalldämpfer  BSLU100 560.90","mit 100 mm Isolierung",30,3610,{"$f":"G875*(1-VLOOKUP(F875,Konditionen!$B:$G,6,0))","v":3610}]
["LindabSafe Formteile","BSLU","BSLU1063090","Bogenschalldämpfer  BSLU100 630.90","mit 100 mm Isolierung",30,3995,{"$f":"G876*(1-VLOOKUP(F876,Konditionen!$B:$G,6,0))","v":3995}]
["LindabSafe Formteile","BSLU","BSLU1071090","Bogenschalldämpfer  BSLU100 710.90","mit 100 mm Isolierung",30,4455,{"$f":"G877*(1-VLOOKUP(F877,Konditionen!$B:$G,6,0))","v":4455}]
["LindabSafe Formteile","BSLU","BSLU5012590","Bogenschalldämpfer  BSLU50  125.90","mit 50 mm Isolierung",30,407.9,{"$f":"G878*(1-VLOOKUP(F878,Konditionen!$B:$G,6,0))","v":407.9}]
["LindabSafe Formteile","BSLU","BSLU5016090","Bogenschalldämpfer  BSLU50  160.90","mit  50 mm Isolierung",30,476.5,{"$f":"G879*(1-VLOOKUP(F879,Konditionen!$B:$G,6,0))","v":476.5}]
["LindabSafe Formteile","BSLU","BSLU5020090","Bogenschalldämpfer  BSLU50  200.90","mit 50 mm Isolierung",30,575.65,{"$f":"G880*(1-VLOOKUP(F880,Konditionen!$B:$G,6,0))","v":575.65}]
["LindabSafe Formteile","BSLU","BSLU5025090","Bogenschalldämpfer  BSLU50  250.90","mit 50 mm Isolierung",30,654.70000000000005,{"$f":"G881*(1-VLOOKUP(F881,Konditionen!$B:$G,6,0))","v":654.70000000000005}]
["LindabSafe Formteile","BSLU","BSLU5030090","Bogenschalldämpfer  BSLU50  300.90","mit 50 mm Isolierung",30,935.75,{"$f":"G882*(1-VLOOKUP(F882,Konditionen!$B:$G,6,0))","v":935.75}]
["LindabSafe Formteile","BSLU","BSLU5031590","Bogenschalldämpfer   BSLU50  315.90","mit 50 mm Isolierung",30,935.75,{"$f":"G883*(1-VLOOKUP(F883,Konditionen!$B:$G,6,0))","v":935.75}]
["LindabSafe Formteile","BSLU","BSLU5035590","Bogenschalldämpfer   BSLU50  355.90","mit 50 mm Isolierung",30,1101,{"$f":"G884*(1-VLOOKUP(F884,Konditionen!$B:$G,6,0))","v":1101}]
["LindabSafe Formteile","BU","BU10015","Bogen gepreßt    BU        100.15","",30,36.200000000000003,{"$f":"G885*(1-VLOOKUP(F885,Konditionen!$B:$G,6,0))","v":36.200000000000003}]
["LindabSafe Formteile","BU","BU10030","Bogen gepreßt    BU        100.30","",30,28.6,{"$f":"G886*(1-VLOOKUP(F886,Konditionen!$B:$G,6,0))","v":28.6}]
["LindabSafe Formteile","BU","BU10045","Bogen gepreßt    BU        100.45","",30,31.25,{"$f":"G887*(1-VLOOKUP(F887,Konditionen!$B:$G,6,0))","v":31.25}]
["LindabSafe Formteile","BU","BU10060","Bogen gepreßt    BU        100.60","",30,45.25,{"$f":"G888*(1-VLOOKUP(F888,Konditionen!$B:$G,6,0))","v":45.25}]
["LindabSafe Formteile","BU","BU10090","Bogen gepreßt    BU        100.90","",30,34.799999999999997,{"$f":"G889*(1-VLOOKUP(F889,Konditionen!$B:$G,6,0))","v":34.799999999999997}]
["LindabSafe Formteile","BU","BU10090GJUT","Bogen           BU 100.90-CST","einseitig m. Muffe und vorgelochtem",30,169.15,{"$f":"G890*(1-VLOOKUP(F890,Konditionen!$B:$G,6,0))","v":169.15}]
["LindabSafe Formteile","BU","BU11230","Bogen gepreßt    BU        112.30","",30,33.25,{"$f":"G891*(1-VLOOKUP(F891,Konditionen!$B:$G,6,0))","v":33.25}]
["LindabSafe Formteile","BU","BU11245","Bogen gepreßt    BU        112.45","",30,36.299999999999997,{"$f":"G892*(1-VLOOKUP(F892,Konditionen!$B:$G,6,0))","v":36.299999999999997}]
["LindabSafe Formteile","BU","BU11260","Bogen gepreßt    BU        112.60","",30,51.95,{"$f":"G893*(1-VLOOKUP(F893,Konditionen!$B:$G,6,0))","v":51.95}]
["LindabSafe Formteile","BU","BU11290","Bogen gepreßt    BU        112.90","",30,43.1,{"$f":"G894*(1-VLOOKUP(F894,Konditionen!$B:$G,6,0))","v":43.1}]
["LindabSafe Formteile","BU","BU12515","Bogen gepreßt    BU        125.15","",30,39.450000000000003,{"$f":"G895*(1-VLOOKUP(F895,Konditionen!$B:$G,6,0))","v":39.450000000000003}]
["LindabSafe Formteile","BU","BU12530","Bogen gepreßt    BU        125.30","",30,33.25,{"$f":"G896*(1-VLOOKUP(F896,Konditionen!$B:$G,6,0))","v":33.25}]
["LindabSafe Formteile","BU","BU12545","Bogen gepreßt    BU        125.45","",30,36.299999999999997,{"$f":"G897*(1-VLOOKUP(F897,Konditionen!$B:$G,6,0))","v":36.299999999999997}]
["LindabSafe Formteile","BU","BU12560","Bogen gepreßt    BU        125.60","",30,51.95,{"$f":"G898*(1-VLOOKUP(F898,Konditionen!$B:$G,6,0))","v":51.95}]
["LindabSafe Formteile","BU","BU12590","Bogen gepreßt    BU        125.90","",30,43.1,{"$f":"G899*(1-VLOOKUP(F899,Konditionen!$B:$G,6,0))","v":43.1}]
["LindabSafe Formteile","BU","BU12590GJUT","Bogen           BU 125.90-CST","einseitig m. Muffe und vorgelochtem",30,185.05,{"$f":"G900*(1-VLOOKUP(F900,Konditionen!$B:$G,6,0))","v":185.05}]
["LindabSafe Formteile","BU","BU14015","Bogen gepreßt    BU        140.15","",30,44.75,{"$f":"G901*(1-VLOOKUP(F901,Konditionen!$B:$G,6,0))","v":44.75}]
["LindabSafe Formteile","BU","BU14030","Bogen gepreßt    BU        140.30","",30,44.75,{"$f":"G902*(1-VLOOKUP(F902,Konditionen!$B:$G,6,0))","v":44.75}]
["LindabSafe Formteile","BU","BU14045","Bogen gepreßt    BU        140.45","",30,46.95,{"$f":"G903*(1-VLOOKUP(F903,Konditionen!$B:$G,6,0))","v":46.95}]
["LindabSafe Formteile","BU","BU14060","Bogen gepreßt    BU        140.60","",30,77.45,{"$f":"G904*(1-VLOOKUP(F904,Konditionen!$B:$G,6,0))","v":77.45}]
["LindabSafe Formteile","BU","BU14090","Bogen gepreßt    BU        140.90","",30,60.65,{"$f":"G905*(1-VLOOKUP(F905,Konditionen!$B:$G,6,0))","v":60.65}]
["LindabSafe Formteile","BU","BU15015","Bogen gepreßt    BU        150.15","",30,44.75,{"$f":"G906*(1-VLOOKUP(F906,Konditionen!$B:$G,6,0))","v":44.75}]
["LindabSafe Formteile","BU","BU15030","Bogen gepreßt    BU        150.30","",30,44.75,{"$f":"G907*(1-VLOOKUP(F907,Konditionen!$B:$G,6,0))","v":44.75}]
["LindabSafe Formteile","BU","BU15045","Bogen gepreßt    BU        150.45","",30,46.95,{"$f":"G908*(1-VLOOKUP(F908,Konditionen!$B:$G,6,0))","v":46.95}]
["LindabSafe Formteile","BU","BU15060","Bogen gepreßt    BU        150.60","",30,77.45,{"$f":"G909*(1-VLOOKUP(F909,Konditionen!$B:$G,6,0))","v":77.45}]
["LindabSafe Formteile","BU","BU15090","Bogen gepreßt    BU        150.90","",30,60.65,{"$f":"G910*(1-VLOOKUP(F910,Konditionen!$B:$G,6,0))","v":60.65}]
["LindabSafe Formteile","BU","BU16015","Bogen gepreßt    BU        160.15","",30,44.75,{"$f":"G911*(1-VLOOKUP(F911,Konditionen!$B:$G,6,0))","v":44.75}]
["LindabSafe Formteile","BU","BU16030","Bogen gepreßt    BU        160.30","",30,44.75,{"$f":"G912*(1-VLOOKUP(F912,Konditionen!$B:$G,6,0))","v":44.75}]
["LindabSafe Formteile","BU","BU16045","Bogen gepreßt    BU        160.45","",30,46.95,{"$f":"G913*(1-VLOOKUP(F913,Konditionen!$B:$G,6,0))","v":46.95}]
["LindabSafe Formteile","BU","BU16060","Bogen gepreßt    BU        160.60","",30,77.45,{"$f":"G914*(1-VLOOKUP(F914,Konditionen!$B:$G,6,0))","v":77.45}]
["LindabSafe Formteile","BU","BU16090","Bogen gepreßt    BU        160.90","",30,60.65,{"$f":"G915*(1-VLOOKUP(F915,Konditionen!$B:$G,6,0))","v":60.65}]
["LindabSafe Formteile","BU","BU16090GJUT","Bogen           BU 160.90-CST","einseitig m. Muffe und vorgelochtem",30,220.1,{"$f":"G916*(1-VLOOKUP(F916,Konditionen!$B:$G,6,0))","v":220.1}]
["LindabSafe Formteile","BU","BU18015","Bogen gepreßt    BU        180.15","",30,70.849999999999994,{"$f":"G917*(1-VLOOKUP(F917,Konditionen!$B:$G,6,0))","v":70.849999999999994}]
["LindabSafe Formteile","BU","BU18030","Bogen gepreßt    BU        180.30","",30,70.849999999999994,{"$f":"G918*(1-VLOOKUP(F918,Konditionen!$B:$G,6,0))","v":70.849999999999994}]
["LindabSafe Formteile","BU","BU18045","Bogen gepreßt    BU        180.45","",30,70.849999999999994,{"$f":"G919*(1-VLOOKUP(F919,Konditionen!$B:$G,6,0))","v":70.849999999999994}]
["LindabSafe Formteile","BU","BU18060","Bogen gepreßt    BU        180.60","",30,108.85,{"$f":"G920*(1-VLOOKUP(F920,Konditionen!$B:$G,6,0))","v":108.85}]
["LindabSafe Formteile","BU","BU18090","Bogen gepreßt    BU        180.90","",30,100.55,{"$f":"G921*(1-VLOOKUP(F921,Konditionen!$B:$G,6,0))","v":100.55}]
["LindabSafe Formteile","BU","BU20015","Bogen gepreßt    BU        200.15","",30,70.849999999999994,{"$f":"G922*(1-VLOOKUP(F922,Konditionen!$B:$G,6,0))","v":70.849999999999994}]
["LindabSafe Formteile","BU","BU20030","Bogen gepreßt    BU        200.30","",30,70.849999999999994,{"$f":"G923*(1-VLOOKUP(F923,Konditionen!$B:$G,6,0))","v":70.849999999999994}]
["LindabSafe Formteile","BU","BU20045","Bogen gepreßt    BU        200.45","",30,70.849999999999994,{"$f":"G924*(1-VLOOKUP(F924,Konditionen!$B:$G,6,0))","v":70.849999999999994}]
["LindabSafe Formteile","BU","BU20060","Bogen gepreßt    BU        200.60","",30,108.85,{"$f":"G925*(1-VLOOKUP(F925,Konditionen!$B:$G,6,0))","v":108.85}]
["LindabSafe Formteile","BU","BU20090","Bogen gepreßt    BU        200.90","",30,100.55,{"$f":"G926*(1-VLOOKUP(F926,Konditionen!$B:$G,6,0))","v":100.55}]
["LindabSafe Formteile","BU","BU22415","Bogen gepreßt    BU        224.15","",30,84.75,{"$f":"G927*(1-VLOOKUP(F927,Konditionen!$B:$G,6,0))","v":84.75}]
["LindabSafe Formteile","BU","BU6315","Bogen gepreßt    BU         63.15","",30,44.9,{"$f":"G928*(1-VLOOKUP(F928,Konditionen!$B:$G,6,0))","v":44.9}]
["LindabSafe Formteile","BU","BU6330","Bogen gepreßt    BU         63.30","",30,31.9,{"$f":"G929*(1-VLOOKUP(F929,Konditionen!$B:$G,6,0))","v":31.9}]
["LindabSafe Formteile","BU","BU6345","Bogen gepreßt    BU         63.45","",30,34.799999999999997,{"$f":"G930*(1-VLOOKUP(F930,Konditionen!$B:$G,6,0))","v":34.799999999999997}]
["LindabSafe Formteile","BU","BU6360","Bogen gepreßt    BU         63.60","",30,50.55,{"$f":"G931*(1-VLOOKUP(F931,Konditionen!$B:$G,6,0))","v":50.55}]
["LindabSafe Formteile","BU","BU6390","Bogen gepreßt    BU         63.90","",30,36.200000000000003,{"$f":"G932*(1-VLOOKUP(F932,Konditionen!$B:$G,6,0))","v":36.200000000000003}]
["LindabSafe Formteile","BU","BU8015","Bogen gepreßt    BU         80.15","",30,44.9,{"$f":"G933*(1-VLOOKUP(F933,Konditionen!$B:$G,6,0))","v":44.9}]
["LindabSafe Formteile","BU","BU8030","Bogen gepreßt    BU         80.30","",30,31.9,{"$f":"G934*(1-VLOOKUP(F934,Konditionen!$B:$G,6,0))","v":31.9}]
["LindabSafe Formteile","BU","BU8045","Bogen gepreßt    BU         80.45","",30,34.799999999999997,{"$f":"G935*(1-VLOOKUP(F935,Konditionen!$B:$G,6,0))","v":34.799999999999997}]
["LindabSafe Formteile","BU","BU8060","Bogen gepreßt    BU         80.60","",30,50.55,{"$f":"G936*(1-VLOOKUP(F936,Konditionen!$B:$G,6,0))","v":50.55}]
["LindabSafe Formteile","BU","BU8090","Bogen gepreßt    BU         80.90","",30,36.200000000000003,{"$f":"G937*(1-VLOOKUP(F937,Konditionen!$B:$G,6,0))","v":36.200000000000003}]
["LindabSafe Formteile","BU","BU8090GJUT","Bogen           BU  80.90-CST","einseitig m. Muffe und vorgelochtem",30,145.05000000000001,{"$f":"G938*(1-VLOOKUP(F938,Konditionen!$B:$G,6,0))","v":145.05000000000001}]
["LindabSafe Formteile","DA2EU","DA2EU100230","Konstant 2-Punkt Volumenstromregler","DA2EU 100.230",30,1779,{"$f":"G939*(1-VLOOKUP(F939,Konditionen!$B:$G,6,0))","v":1779}]
["LindabSafe Formteile","DA2EU","DA2EU10024","Konstant 2-Punkt Volumenstromregler","DA2EU 100.24",30,1779,{"$f":"G940*(1-VLOOKUP(F940,Konditionen!$B:$G,6,0))","v":1779}]
["LindabSafe Formteile","DA2EU","DA2EU125230","Konstant 2-Punkt Volumenstromregler","DA2EU 125.230",30,1789,{"$f":"G941*(1-VLOOKUP(F941,Konditionen!$B:$G,6,0))","v":1789}]
["LindabSafe Formteile","DA2EU","DA2EU12524","Konstant 2-Punkt Volumenstromregler","DA2EU 125.24",30,1789,{"$f":"G942*(1-VLOOKUP(F942,Konditionen!$B:$G,6,0))","v":1789}]
["LindabSafe Formteile","DA2EU","DA2EU160230","Konstant 2-Punkt Volumenstromregler","DA2EU 160.230",30,1801,{"$f":"G943*(1-VLOOKUP(F943,Konditionen!$B:$G,6,0))","v":1801}]
["LindabSafe Formteile","DA2EU","DA2EU16024","Konstant 2-Punkt Volumenstromregler","DA2EU 160.24",30,1801,{"$f":"G944*(1-VLOOKUP(F944,Konditionen!$B:$G,6,0))","v":1801}]
["LindabSafe Formteile","DA2EU","DA2EU200230","Konstant 2-Punkt Volumenstromregler","DA2EU 200.230",30,1851,{"$f":"G945*(1-VLOOKUP(F945,Konditionen!$B:$G,6,0))","v":1851}]
["LindabSafe Formteile","DA2EU","DA2EU20024","Konstant 2-Punkt Volumenstromregler","DA2EU 200.24",30,1851,{"$f":"G946*(1-VLOOKUP(F946,Konditionen!$B:$G,6,0))","v":1851}]
["LindabSafe Formteile","DA2EU","DA2EU250230","Konstant 2-Punkt Volumenstromregler","DA2EU 250.230",30,1950,{"$f":"G947*(1-VLOOKUP(F947,Konditionen!$B:$G,6,0))","v":1950}]
["LindabSafe Formteile","DA2EU","DA2EU25024","Konstant 2-Punkt Volumenstromregler","DA2EU 250.24",30,1950,{"$f":"G948*(1-VLOOKUP(F948,Konditionen!$B:$G,6,0))","v":1950}]
["LindabSafe Formteile","DA2EU","DA2EU315230","Konstant 2-Punkt Volumenstromregler","DA2EU 315.230",30,2098,{"$f":"G949*(1-VLOOKUP(F949,Konditionen!$B:$G,6,0))","v":2098}]
["LindabSafe Formteile","DA2EU","DA2EU31524","Konstant 2-Punkt Volumenstromregler","DA2EU 315.24",30,2098,{"$f":"G950*(1-VLOOKUP(F950,Konditionen!$B:$G,6,0))","v":2098}]
["LindabSafe Formteile","DA2EU","DA2EU80230","Konstant 2-Punkt Volumenstromregler","DA2EU 80.230",30,1779,{"$f":"G951*(1-VLOOKUP(F951,Konditionen!$B:$G,6,0))","v":1779}]
["LindabSafe Formteile","DA2EU","DA2EU8024","Konstant 2-Punkt Volumenstromregler","DA2EU 80.24",30,1779,{"$f":"G952*(1-VLOOKUP(F952,Konditionen!$B:$G,6,0))","v":1779}]
["LindabSafe Formteile","DAC","DAC100S1","Kon.Volumenstromregler DAC100-S1","mit Motor LM230A",30,1466,{"$f":"G953*(1-VLOOKUP(F953,Konditionen!$B:$G,6,0))","v":1466}]
["LindabSafe Formteile","DAC","DAC100S2","Kon.Volumenstromregler DAC100-S2","mit Motor LM24A",30,1466,{"$f":"G954*(1-VLOOKUP(F954,Konditionen!$B:$G,6,0))","v":1466}]
["LindabSafe Formteile","DAC","DAC100S3","Kon.Volumenstromregler DAC100-S3","mit Motor LM24A-SR",30,1858,{"$f":"G955*(1-VLOOKUP(F955,Konditionen!$B:$G,6,0))","v":1858}]
["LindabSafe Formteile","DAC","DAC100SM","Kon. Volumenstromregler DAC 100-S-M","",30,554.04999999999995,{"$f":"G956*(1-VLOOKUP(F956,Konditionen!$B:$G,6,0))","v":554.04999999999995}]
["LindabSafe Formteile","DAC","DAC125S1","Kon.Volumenstromregler DAC125-S1","mit Motor LM230A",30,1483,{"$f":"G957*(1-VLOOKUP(F957,Konditionen!$B:$G,6,0))","v":1483}]
["LindabSafe Formteile","DAC","DAC125S2","Kon.Volumenstromregler DAC125-S2","mit Motor LM24A",30,1483,{"$f":"G958*(1-VLOOKUP(F958,Konditionen!$B:$G,6,0))","v":1483}]
["LindabSafe Formteile","DAC","DAC125S3","Kon.Volumenstromregler DAC125-S3","mit Motor LM24A-SR",30,1875,{"$f":"G959*(1-VLOOKUP(F959,Konditionen!$B:$G,6,0))","v":1875}]
["LindabSafe Formteile","DAC","DAC125SM","Kon. Volumenstromregler DAC 125-S-M","",30,570.70000000000005,{"$f":"G960*(1-VLOOKUP(F960,Konditionen!$B:$G,6,0))","v":570.70000000000005}]
["LindabSafe Formteile","DAC","DAC160S1","Kon.Volumenstromregler DAC160-S1","mit Motor LM230A",30,1503,{"$f":"G961*(1-VLOOKUP(F961,Konditionen!$B:$G,6,0))","v":1503}]
["LindabSafe Formteile","DAC","DAC160S2","Kon.Volumenstromregler DAC160-S2","mit Motor LM24A",30,1504,{"$f":"G962*(1-VLOOKUP(F962,Konditionen!$B:$G,6,0))","v":1504}]
["LindabSafe Formteile","DAC","DAC160S3","Kon.Volumenstromregler DAC160-S3","mit Motor LM24A-SR",30,1895,{"$f":"G963*(1-VLOOKUP(F963,Konditionen!$B:$G,6,0))","v":1895}]
["LindabSafe Formteile","DAC","DAC160SM","Kon. Volumenstromregler DAC 160-S-M","",30,591.54999999999995,{"$f":"G964*(1-VLOOKUP(F964,Konditionen!$B:$G,6,0))","v":591.54999999999995}]
["LindabSafe Formteile","DAC","DAC200S1","Kon.Volumenstromregler DAC200-S1","mit Motor LM230A",30,1546,{"$f":"G965*(1-VLOOKUP(F965,Konditionen!$B:$G,6,0))","v":1546}]
["LindabSafe Formteile","DAC","DAC200S2","Kon.Volumenstromregler DAC200-S2","mit Motor LM24A",30,1545,{"$f":"G966*(1-VLOOKUP(F966,Konditionen!$B:$G,6,0))","v":1545}]
["LindabSafe Formteile","DAC","DAC200S3","Kon.Volumenstromregler DAC200-S3","mit Motor LM24A-SR",30,1937,{"$f":"G967*(1-VLOOKUP(F967,Konditionen!$B:$G,6,0))","v":1937}]
["LindabSafe Formteile","DAC","DAC200SM","Kon. Volumenstromregler DAC 200-S-M","",30,633.20000000000005,{"$f":"G968*(1-VLOOKUP(F968,Konditionen!$B:$G,6,0))","v":633.20000000000005}]
["LindabSafe Formteile","DAC","DAC250S1","Kon.Volumenstromregler DAC250-S1","mit Motor LM230A",30,1591,{"$f":"G969*(1-VLOOKUP(F969,Konditionen!$B:$G,6,0))","v":1591}]
["LindabSafe Formteile","DAC","DAC250S2","Kon.Volumenstromregler DAC250-S2","mit Motor LM24A",30,1591,{"$f":"G970*(1-VLOOKUP(F970,Konditionen!$B:$G,6,0))","v":1591}]
["LindabSafe Formteile","DAC","DAC250S3","Kon.Volumenstromregler DAC250-S3","mit Motor LM24A-SR",30,1983,{"$f":"G971*(1-VLOOKUP(F971,Konditionen!$B:$G,6,0))","v":1983}]
["LindabSafe Formteile","DAC","DAC250SM","Kon. Volumenstromregler DAC 250-S-M","",30,679,{"$f":"G972*(1-VLOOKUP(F972,Konditionen!$B:$G,6,0))","v":679}]
["LindabSafe Formteile","DAC","DAC315S1","Kon.Volumenstromregler DAC315-S1","mit Motor LM230A",30,1654,{"$f":"G973*(1-VLOOKUP(F973,Konditionen!$B:$G,6,0))","v":1654}]
["LindabSafe Formteile","DAC","DAC315S2","Kon.Volumenstromregler DAC315-S2","mit Motor LM24A",30,1654,{"$f":"G974*(1-VLOOKUP(F974,Konditionen!$B:$G,6,0))","v":1654}]
["LindabSafe Formteile","DAC","DAC315S3","Kon.Volumenstromregler DAC315-S3","mit Motor LM24A-SR",30,2045,{"$f":"G975*(1-VLOOKUP(F975,Konditionen!$B:$G,6,0))","v":2045}]
["LindabSafe Formteile","DAC","DAC315SM","Kon. Volumenstromregler DAC 315-S-M","",30,741.5,{"$f":"G976*(1-VLOOKUP(F976,Konditionen!$B:$G,6,0))","v":741.5}]
["LindabSafe Formteile","DAC","DAC400S1","Kon.Volumenstromregler DAC400-S1","mit Motor NM230A",30,2129,{"$f":"G977*(1-VLOOKUP(F977,Konditionen!$B:$G,6,0))","v":2129}]
["LindabSafe Formteile","DAC","DAC400S2","Kon.Volumenstromregler DAC400-S2","mit Motor NM24A",30,2091,{"$f":"G978*(1-VLOOKUP(F978,Konditionen!$B:$G,6,0))","v":2091}]
["LindabSafe Formteile","DAC","DAC400S3","Kon.Volumenstromregler DAC400-S3","mit Motor NM24A-SR",30,2691,{"$f":"G979*(1-VLOOKUP(F979,Konditionen!$B:$G,6,0))","v":2691}]
["LindabSafe Formteile","DAC","DAC400SM","Kon. Volumenstromregler DAC 400-S-M","",30,987.25,{"$f":"G980*(1-VLOOKUP(F980,Konditionen!$B:$G,6,0))","v":987.25}]
["LindabSafe Formteile","DAC","DAC80S1","Kon.Volumenstromregler DAC80-S1","mit Motor LM230A",30,1425,{"$f":"G981*(1-VLOOKUP(F981,Konditionen!$B:$G,6,0))","v":1425}]
["LindabSafe Formteile","DAC","DAC80S2","Kon.Volumenstromregler DAC80-S2","mit Motor LM24A",30,1425,{"$f":"G982*(1-VLOOKUP(F982,Konditionen!$B:$G,6,0))","v":1425}]
["LindabSafe Formteile","DAC","DAC80S3","Kon.Volumenstromregler DAC80-S3","mit Motor LM24A-SR",30,1816,{"$f":"G983*(1-VLOOKUP(F983,Konditionen!$B:$G,6,0))","v":1816}]
["LindabSafe Formteile","DAC","DAC80SM","Kon. Volumenstromregler DAC 80-S-M","",30,512.4,{"$f":"G984*(1-VLOOKUP(F984,Konditionen!$B:$G,6,0))","v":512.4}]
["LindabSafe Formteile","DACR","DACR2001001","Volumenstromregler DAC-R 200x100-1","mit Motor LM 230A",30,1687,{"$f":"G985*(1-VLOOKUP(F985,Konditionen!$B:$G,6,0))","v":1687}]
["LindabSafe Formteile","DACR","DACR2001002","Volumenstromregler DAC-R 200x100-2","mit Motor LM 24A",30,1691,{"$f":"G986*(1-VLOOKUP(F986,Konditionen!$B:$G,6,0))","v":1691}]
["LindabSafe Formteile","DACR","DACR2001003","Volumenstromregler DAC-R 200x100-3","mit Motor LM 24A-SR",30,2083,{"$f":"G987*(1-VLOOKUP(F987,Konditionen!$B:$G,6,0))","v":2083}]
["LindabSafe Formteile","DACR","DACR200100M","Volumenstromregler DAC-R 200x100-M","manuelle Verstellung",30,779,{"$f":"G988*(1-VLOOKUP(F988,Konditionen!$B:$G,6,0))","v":779}]
["LindabSafe Formteile","DACR","DACR2001501","Volumenstromregler DAC-R 200x150-1","mit Motor LM 230A",30,1708,{"$f":"G989*(1-VLOOKUP(F989,Konditionen!$B:$G,6,0))","v":1708}]
["LindabSafe Formteile","DACR","DACR2001502","Volumenstromregler DAC-R 200x150-2","mit Motor LM 24A",30,1712,{"$f":"G990*(1-VLOOKUP(F990,Konditionen!$B:$G,6,0))","v":1712}]
["LindabSafe Formteile","DACR","DACR2001503","Volumenstromregler DAC-R 200x150-3","mit Motor LM 24A-SR",30,2104,{"$f":"G991*(1-VLOOKUP(F991,Konditionen!$B:$G,6,0))","v":2104}]
["LindabSafe Formteile","DACR","DACR200150M","Volumenstromregler DAC-R 200x150-M","manuelle Verstellung",30,799.8,{"$f":"G992*(1-VLOOKUP(F992,Konditionen!$B:$G,6,0))","v":799.8}]
["LindabSafe Formteile","DACR","DACR2002001","Volumenstromregler DAC-R 200x200-1","mit Motor LM 230A",30,1737,{"$f":"G993*(1-VLOOKUP(F993,Konditionen!$B:$G,6,0))","v":1737}]
["LindabSafe Formteile","DACR","DACR2002002","Volumenstromregler DAC-R 200x200-2","mit Motor LM 24A",30,1741,{"$f":"G994*(1-VLOOKUP(F994,Konditionen!$B:$G,6,0))","v":1741}]
["LindabSafe Formteile","DACR","DACR2002003","Volumenstromregler DAC-R 200x200-3","mit Motor LM 24A-SR",30,2133,{"$f":"G995*(1-VLOOKUP(F995,Konditionen!$B:$G,6,0))","v":2133}]
["LindabSafe Formteile","DACR","DACR200200M","Volumenstromregler DAC-R 200x200-M","manuelle Verstellung",30,829,{"$f":"G996*(1-VLOOKUP(F996,Konditionen!$B:$G,6,0))","v":829}]
["LindabSafe Formteile","DACR","DACR3001001","Volumenstromregler DAC-R 300x100-1","mit Motor LM 230A",30,1729,{"$f":"G997*(1-VLOOKUP(F997,Konditionen!$B:$G,6,0))","v":1729}]
["LindabSafe Formteile","DACR","DACR3001002","Volumenstromregler DAC-R 300x100-2","mit Motor LM 24A",30,1733,{"$f":"G998*(1-VLOOKUP(F998,Konditionen!$B:$G,6,0))","v":1733}]
["LindabSafe Formteile","DACR","DACR3001003","Volumenstromregler DAC-R 300x100-3","mit Motor LM 24A-SR",30,2125,{"$f":"G999*(1-VLOOKUP(F999,Konditionen!$B:$G,6,0))","v":2125}]
["LindabSafe Formteile","DACR","DACR300100M","Volumenstromregler DAC-R 300x100-M","manuelle Verstellung",30,820.65,{"$f":"G1000*(1-VLOOKUP(F1000,Konditionen!$B:$G,6,0))","v":820.65}]
["LindabSafe Formteile","DACR","DACR3001501","Volumenstromregler DAC-R 300x150-1","mit Motor LM 230A",30,1758,{"$f":"G1001*(1-VLOOKUP(F1001,Konditionen!$B:$G,6,0))","v":1758}]
["LindabSafe Formteile","DACR","DACR3001502","Volumenstromregler DAC-R 300x150-2","mit Motor LM 24A",30,1762,{"$f":"G1002*(1-VLOOKUP(F1002,Konditionen!$B:$G,6,0))","v":1762}]
["LindabSafe Formteile","DACR","DACR3001503","Volumenstromregler DAC-R 300x150-3","mit Motor LM 24A-SR",30,2154,{"$f":"G1003*(1-VLOOKUP(F1003,Konditionen!$B:$G,6,0))","v":2154}]
["LindabSafe Formteile","DACR","DACR300150M","Volumenstromregler DAC-R 300x150-M","manuelle Verstellung",30,849.8,{"$f":"G1004*(1-VLOOKUP(F1004,Konditionen!$B:$G,6,0))","v":849.8}]
["LindabSafe Formteile","DACR","DACR3002001","Volumenstromregler DAC-R 300x200-1","mit Motor LM 230A",30,1775,{"$f":"G1005*(1-VLOOKUP(F1005,Konditionen!$B:$G,6,0))","v":1775}]
["LindabSafe Formteile","DACR","DACR3002002","Volumenstromregler DAC-R 300x200-2","mit Motor LM 24A",30,1779,{"$f":"G1006*(1-VLOOKUP(F1006,Konditionen!$B:$G,6,0))","v":1779}]
["LindabSafe Formteile","DACR","DACR3002003","Volumenstromregler DAC-R 300x200-3","mit Motor LM 24A-SR",30,2170,{"$f":"G1007*(1-VLOOKUP(F1007,Konditionen!$B:$G,6,0))","v":2170}]
["LindabSafe Formteile","DACR","DACR300200M","Volumenstromregler DAC-R 300x200-M","manuelle Verstellung",30,866.45,{"$f":"G1008*(1-VLOOKUP(F1008,Konditionen!$B:$G,6,0))","v":866.45}]
["LindabSafe Formteile","DACR","DACR3002501","Volumenstromregler DAC-R 300x250-1","mit Motor LM 230A",30,1808,{"$f":"G1009*(1-VLOOKUP(F1009,Konditionen!$B:$G,6,0))","v":1808}]
["LindabSafe Formteile","DACR","DACR3002502","Volumenstromregler DAC-R 300x250-2","mit Motor LM 24A",30,1812,{"$f":"G1010*(1-VLOOKUP(F1010,Konditionen!$B:$G,6,0))","v":1812}]
["LindabSafe Formteile","DACR","DACR3002503","Volumenstromregler DAC-R 300x250-3","mit Motor LM 24A-SR",30,2204,{"$f":"G1011*(1-VLOOKUP(F1011,Konditionen!$B:$G,6,0))","v":2204}]
["LindabSafe Formteile","DACR","DACR300250M","Volumenstromregler DAC-R 300x250-M","manuelle Verstellung",30,899.8,{"$f":"G1012*(1-VLOOKUP(F1012,Konditionen!$B:$G,6,0))","v":899.8}]
["LindabSafe Formteile","DACR","DACR3003001","Volumenstromregler DAC-R 300x300-1","mit Motor NM 230A",30,2083,{"$f":"G1013*(1-VLOOKUP(F1013,Konditionen!$B:$G,6,0))","v":2083}]
["LindabSafe Formteile","DACR","DACR3003002","Volumenstromregler DAC-R 300x300-2","mit Motor NM 24A",30,2041,{"$f":"G1014*(1-VLOOKUP(F1014,Konditionen!$B:$G,6,0))","v":2041}]
["LindabSafe Formteile","DACR","DACR3003003","Volumenstromregler DAC-R 300x300-3","mit Motor NM 24A-SR",30,2641,{"$f":"G1015*(1-VLOOKUP(F1015,Konditionen!$B:$G,6,0))","v":2641}]
["LindabSafe Formteile","DACR","DACR300300M","Volumenstromregler DAC-R 300x300-M","manuelle Verstellung",30,937.3,{"$f":"G1016*(1-VLOOKUP(F1016,Konditionen!$B:$G,6,0))","v":937.3}]
["LindabSafe Formteile","DACR","DACR4002001","Volumenstromregler DAC-R 400x200-1","mit Motor LM 230A",30,1845,{"$f":"G1017*(1-VLOOKUP(F1017,Konditionen!$B:$G,6,0))","v":1845}]
["LindabSafe Formteile","DACR","DACR4002002","Volumenstromregler DAC-R 400x200-2","mit Motor LM 24A",30,1850,{"$f":"G1018*(1-VLOOKUP(F1018,Konditionen!$B:$G,6,0))","v":1850}]
["LindabSafe Formteile","DACR","DACR4002003","Volumenstromregler DAC-R 400x200-3","mit Motor LM 24A-SR",30,2241,{"$f":"G1019*(1-VLOOKUP(F1019,Konditionen!$B:$G,6,0))","v":2241}]
["LindabSafe Formteile","DACR","DACR400200M","Volumenstromregler DAC-R 400x200-M","manuelle Verstellung",30,937.3,{"$f":"G1020*(1-VLOOKUP(F1020,Konditionen!$B:$G,6,0))","v":937.3}]
["LindabSafe Formteile","DACR","DACR4002501","Volumenstromregler DAC-R 400x250-1","mit Motor NM 230A",30,2125,{"$f":"G1021*(1-VLOOKUP(F1021,Konditionen!$B:$G,6,0))","v":2125}]
["LindabSafe Formteile","DACR","DACR4002502","Volumenstromregler DAC-R 400x250-2","mit Motor NM 24A",30,2083,{"$f":"G1022*(1-VLOOKUP(F1022,Konditionen!$B:$G,6,0))","v":2083}]
["LindabSafe Formteile","DACR","DACR4002503","Volumenstromregler DAC-R 400x250-3","mit Motor NM 24A-SR",30,2683,{"$f":"G1023*(1-VLOOKUP(F1023,Konditionen!$B:$G,6,0))","v":2683}]
["LindabSafe Formteile","DACR","DACR400250M","Volumenstromregler DAC-R 400x250-M","manuelle Verstellung",30,978.95,{"$f":"G1024*(1-VLOOKUP(F1024,Konditionen!$B:$G,6,0))","v":978.95}]
["LindabSafe Formteile","DACR","DACR4003001","Volumenstromregler DAC-R 400x300-1","mit Motor NM 230A",30,2199,{"$f":"G1025*(1-VLOOKUP(F1025,Konditionen!$B:$G,6,0))","v":2199}]
["LindabSafe Formteile","DACR","DACR4003002","Volumenstromregler DAC-R 400x300-2","mit Motor NM 24A",30,2158,{"$f":"G1026*(1-VLOOKUP(F1026,Konditionen!$B:$G,6,0))","v":2158}]
["LindabSafe Formteile","DACR","DACR4003003","Volumenstromregler DAC-R 400x300-3","mit Motor NM 24A-SR",30,2758,{"$f":"G1027*(1-VLOOKUP(F1027,Konditionen!$B:$G,6,0))","v":2758}]
["LindabSafe Formteile","DACR","DACR400300M","Volumenstromregler DAC-R 400x300-M","manuelle Verstellung",30,1054,{"$f":"G1028*(1-VLOOKUP(F1028,Konditionen!$B:$G,6,0))","v":1054}]
["LindabSafe Formteile","DACR","DACR4004001","Volumenstromregler DAC-R 400x400-1","mit 2x Motor NM230A",30,4066,{"$f":"G1029*(1-VLOOKUP(F1029,Konditionen!$B:$G,6,0))","v":4066}]
["LindabSafe Formteile","DACR","DACR4004002","Volumenstromregler DAC-R 400x400-2","mit 2x Motor NM24A",30,3982,{"$f":"G1030*(1-VLOOKUP(F1030,Konditionen!$B:$G,6,0))","v":3982}]
["LindabSafe Formteile","DACR","DACR4004003","Volumenstromregler DAC-R 400x400-3","mit 2x Motor NM24A-SR",30,5182,{"$f":"G1031*(1-VLOOKUP(F1031,Konditionen!$B:$G,6,0))","v":5182}]
["LindabSafe Formteile","DACR","DACR400400M","Volumenstromregler DAC-R 400x400-M","manuelle Verstellung",30,1775,{"$f":"G1032*(1-VLOOKUP(F1032,Konditionen!$B:$G,6,0))","v":1775}]
["LindabSafe Formteile","DACR","DACR5002001","Volumenstromregler DAC-R 500x200-1","mit Motor NM 230A",30,2125,{"$f":"G1033*(1-VLOOKUP(F1033,Konditionen!$B:$G,6,0))","v":2125}]
["LindabSafe Formteile","DACR","DACR5002002","Volumenstromregler DAC-R 500x200-2","mit Motor NM 24A",30,2083,{"$f":"G1034*(1-VLOOKUP(F1034,Konditionen!$B:$G,6,0))","v":2083}]
["LindabSafe Formteile","DACR","DACR5002003","Volumenstromregler DAC-R 500x200-3","mit Motor NM 24A-SR",30,2683,{"$f":"G1035*(1-VLOOKUP(F1035,Konditionen!$B:$G,6,0))","v":2683}]
["LindabSafe Formteile","DACR","DACR500200M","Volumenstromregler DAC-R 500x200-M","manuelle Verstellung",30,978.95,{"$f":"G1036*(1-VLOOKUP(F1036,Konditionen!$B:$G,6,0))","v":978.95}]
["LindabSafe Formteile","DACR","DACR5002501","Volumenstromregler DAC-R 500x250-1","mit Motor NM 230A",30,2299,{"$f":"G1037*(1-VLOOKUP(F1037,Konditionen!$B:$G,6,0))","v":2299}]
["LindabSafe Formteile","DACR","DACR5002502","Volumenstromregler DAC-R 500x250-2","mit Motor NM 24A",30,2258,{"$f":"G1038*(1-VLOOKUP(F1038,Konditionen!$B:$G,6,0))","v":2258}]
["LindabSafe Formteile","DACR","DACR5002503","Volumenstromregler DAC-R 500x250-3","mit Motor NM 24A-SR",30,2858,{"$f":"G1039*(1-VLOOKUP(F1039,Konditionen!$B:$G,6,0))","v":2858}]
["LindabSafe Formteile","DACR","DACR500250M","Volumenstromregler DAC-R 500x250-M","manuelle Verstellung",30,1154,{"$f":"G1040*(1-VLOOKUP(F1040,Konditionen!$B:$G,6,0))","v":1154}]
["LindabSafe Formteile","DACR","DACR5003001","Volumenstromregler DAC-R 500x300-1","mit Motor SM 230A",30,2845,{"$f":"G1041*(1-VLOOKUP(F1041,Konditionen!$B:$G,6,0))","v":2845}]
["LindabSafe Formteile","DACR","DACR5003002","Volumenstromregler DAC-R 500x300-2","mit Motor SM 24A",30,2824,{"$f":"G1042*(1-VLOOKUP(F1042,Konditionen!$B:$G,6,0))","v":2824}]
["LindabSafe Formteile","DACR","DACR5003003","Volumenstromregler DAC-R 500x300-3","mit Motor SM 24A-SR",30,3466,{"$f":"G1043*(1-VLOOKUP(F1043,Konditionen!$B:$G,6,0))","v":3466}]
["LindabSafe Formteile","DACR","DACR500300M","Volumenstromregler DAC-R 500x300-M","manuelle Verstellung",30,1541,{"$f":"G1044*(1-VLOOKUP(F1044,Konditionen!$B:$G,6,0))","v":1541}]
["LindabSafe Formteile","DACR","DACR5004001","Volumenstromregler DAC-R 500x400-1","mit 2x Motor NM 230A",30,4137,{"$f":"G1045*(1-VLOOKUP(F1045,Konditionen!$B:$G,6,0))","v":4137}]
["LindabSafe Formteile","DACR","DACR5004002","Volumenstromregler DAC-R 500x400-2","mit 2x Motor NM 24A",30,4053,{"$f":"G1046*(1-VLOOKUP(F1046,Konditionen!$B:$G,6,0))","v":4053}]
["LindabSafe Formteile","DACR","DACR5004003","Volumenstromregler DAC-R 500x400-3","mit 2x Motor NM 24A-SR",30,5253,{"$f":"G1047*(1-VLOOKUP(F1047,Konditionen!$B:$G,6,0))","v":5253}]
["LindabSafe Formteile","DACR","DACR500400M","Volumenstromregler DAC-R 500x400-M","manuelle Verstellung",30,1845,{"$f":"G1048*(1-VLOOKUP(F1048,Konditionen!$B:$G,6,0))","v":1845}]
["LindabSafe Formteile","DACR","DACR5005001","Volumenstromregler DAC-R 500x500-1","mit 2x Motor NM 230A",30,4491,{"$f":"G1049*(1-VLOOKUP(F1049,Konditionen!$B:$G,6,0))","v":4491}]
["LindabSafe Formteile","DACR","DACR5005002","Volumenstromregler DAC-R 500x500-2","mit 2x Motor NM 24A",30,4407,{"$f":"G1050*(1-VLOOKUP(F1050,Konditionen!$B:$G,6,0))","v":4407}]
["LindabSafe Formteile","DACR","DACR5005003","Volumenstromregler DAC-R 500x500-3","mit 2x Motor NM 24A-SR",30,5607,{"$f":"G1051*(1-VLOOKUP(F1051,Konditionen!$B:$G,6,0))","v":5607}]
["LindabSafe Formteile","DACR","DACR500500M","Volumenstromregler DAC-R 500x500-M","manuelle Verstellung",30,2199,{"$f":"G1052*(1-VLOOKUP(F1052,Konditionen!$B:$G,6,0))","v":2199}]
["LindabSafe Formteile","DACR","DACR6002001","Volumenstromregler DAC-R 600x200-1","mit Motor SM 230A",30,2783,{"$f":"G1053*(1-VLOOKUP(F1053,Konditionen!$B:$G,6,0))","v":2783}]
["LindabSafe Formteile","DACR","DACR6002002","Volumenstromregler DAC-R 600x200-2","mit Motor SM 24A",30,2762,{"$f":"G1054*(1-VLOOKUP(F1054,Konditionen!$B:$G,6,0))","v":2762}]
["LindabSafe Formteile","DACR","DACR6002003","Volumenstromregler DAC-R 600x200-3","mit Motor SM 24A-SR",30,3403,{"$f":"G1055*(1-VLOOKUP(F1055,Konditionen!$B:$G,6,0))","v":3403}]
["LindabSafe Formteile","DACR","DACR600200M","Volumenstromregler DAC-R 600x200-M","manuelle Verstellung",30,1479,{"$f":"G1056*(1-VLOOKUP(F1056,Konditionen!$B:$G,6,0))","v":1479}]
["LindabSafe Formteile","DACR","DACR6002501","Volumenstromregler DAC-R 600x250-1","mit Motor SM 230A",30,2854,{"$f":"G1057*(1-VLOOKUP(F1057,Konditionen!$B:$G,6,0))","v":2854}]
["LindabSafe Formteile","DACR","DACR6002502","Volumenstromregler DAC-R 600x250-2","mit Motor SM 24A",30,2833,{"$f":"G1058*(1-VLOOKUP(F1058,Konditionen!$B:$G,6,0))","v":2833}]
["LindabSafe Formteile","DACR","DACR6002503","Volumenstromregler DAC-R 600x250-3","mit Motor SM 24A-SR",30,3474,{"$f":"G1059*(1-VLOOKUP(F1059,Konditionen!$B:$G,6,0))","v":3474}]
["LindabSafe Formteile","DACR","DACR600250M","Volumenstromregler DAC-R 600x250-M","manuelle Verstellung",30,1550,{"$f":"G1060*(1-VLOOKUP(F1060,Konditionen!$B:$G,6,0))","v":1550}]
["LindabSafe Formteile","DACR","DACR6003001","Volumenstromregler DAC-R 600x300-1","mit Motor SM 230A",30,2883,{"$f":"G1061*(1-VLOOKUP(F1061,Konditionen!$B:$G,6,0))","v":2883}]
["LindabSafe Formteile","DACR","DACR6003002","Volumenstromregler DAC-R 600x300-2","mit Motor SM 24A",30,2862,{"$f":"G1062*(1-VLOOKUP(F1062,Konditionen!$B:$G,6,0))","v":2862}]
["LindabSafe Formteile","DACR","DACR6003003","Volumenstromregler DAC-R 600x300-3","mit Motor SM 24A-SR",30,3503,{"$f":"G1063*(1-VLOOKUP(F1063,Konditionen!$B:$G,6,0))","v":3503}]
["LindabSafe Formteile","DACR","DACR600300M","Volumenstromregler DAC-R 600x300-M","manuelle Verstellung",30,1579,{"$f":"G1064*(1-VLOOKUP(F1064,Konditionen!$B:$G,6,0))","v":1579}]
["LindabSafe Formteile","DACR","DACR6004001","Volumenstromregler DAC-R 600x400-1","mit 2x Motor SM230A",30,5382,{"$f":"G1065*(1-VLOOKUP(F1065,Konditionen!$B:$G,6,0))","v":5382}]
["LindabSafe Formteile","DACR","DACR6004002","Volumenstromregler DAC-R 600x400-2","mit 2x Motor SM24A",30,5340,{"$f":"G1066*(1-VLOOKUP(F1066,Konditionen!$B:$G,6,0))","v":5340}]
["LindabSafe Formteile","DACR","DACR6004003","Volumenstromregler DAC-R 600x400-3","mit 2x Motor SM24A-SR",30,6623,{"$f":"G1067*(1-VLOOKUP(F1067,Konditionen!$B:$G,6,0))","v":6623}]
["LindabSafe Formteile","DACR","DACR600400M","Volumenstromregler DAC-R 600x400-M","manuelle Verstellung",30,2774,{"$f":"G1068*(1-VLOOKUP(F1068,Konditionen!$B:$G,6,0))","v":2774}]
["LindabSafe Formteile","DACR","DACR6005001","Volumenstromregler DAC-R 600x500-1","mit 2x Motor SM230A",30,5520,{"$f":"G1069*(1-VLOOKUP(F1069,Konditionen!$B:$G,6,0))","v":5520}]
["LindabSafe Formteile","DACR","DACR6005002","Volumenstromregler DAC-R 600x500-2","mit 2x Motor SM24A",30,5478,{"$f":"G1070*(1-VLOOKUP(F1070,Konditionen!$B:$G,6,0))","v":5478}]
["LindabSafe Formteile","DACR","DACR6005003","Volumenstromregler DAC-R 600x500-3","mit 2x Motor SM24A-SR",30,6761,{"$f":"G1071*(1-VLOOKUP(F1071,Konditionen!$B:$G,6,0))","v":6761}]
["LindabSafe Formteile","DACR","DACR600500M","Volumenstromregler DAC-R 600x500-M","manuelle Verstellung",30,2912,{"$f":"G1072*(1-VLOOKUP(F1072,Konditionen!$B:$G,6,0))","v":2912}]
["LindabSafe Formteile","DACR","DACR6006001","Volumenstromregler DAC-R 600x600-1","mit 2x Motor SM230A",30,5628,{"$f":"G1073*(1-VLOOKUP(F1073,Konditionen!$B:$G,6,0))","v":5628}]
["LindabSafe Formteile","DACR","DACR6006002","Volumenstromregler DAC-R 600x600-2","mit 2x Motor SM24A",30,5586,{"$f":"G1074*(1-VLOOKUP(F1074,Konditionen!$B:$G,6,0))","v":5586}]
["LindabSafe Formteile","DACR","DACR6006003","Volumenstromregler DAC-R 600x600-3","mit 2x Motor SM24A-SR",30,6869,{"$f":"G1075*(1-VLOOKUP(F1075,Konditionen!$B:$G,6,0))","v":6869}]
["LindabSafe Formteile","DACR","DACR600600M","Volumenstromregler DAC-R 600x600-M","manuelle Verstellung",30,3020,{"$f":"G1076*(1-VLOOKUP(F1076,Konditionen!$B:$G,6,0))","v":3020}]
["LindabSafe Formteile","DAU","DAU100","Konstant Volumenstromregler DAU 100","",30,661.45,{"$f":"G1077*(1-VLOOKUP(F1077,Konditionen!$B:$G,6,0))","v":661.45}]
["LindabSafe Formteile","DAU","DAU125","Konstant Volumenstromregler DAU 125","",30,693.1,{"$f":"G1078*(1-VLOOKUP(F1078,Konditionen!$B:$G,6,0))","v":693.1}]
["LindabSafe Formteile","DAU","DAU160","Konstant Volumenstromregler DAU 160","",30,716.15,{"$f":"G1079*(1-VLOOKUP(F1079,Konditionen!$B:$G,6,0))","v":716.15}]
["LindabSafe Formteile","DAU","DAU200","Konstant Volumenstromregler DAU 200","",30,758.55,{"$f":"G1080*(1-VLOOKUP(F1080,Konditionen!$B:$G,6,0))","v":758.55}]
["LindabSafe Formteile","DAU","DAU250","Konstant Volumenstromregler DAU 250","",30,844.85,{"$f":"G1081*(1-VLOOKUP(F1081,Konditionen!$B:$G,6,0))","v":844.85}]
["LindabSafe Formteile","DAU","DAU315","Konstant Volumenstromregler DAU 315","",30,975.4,{"$f":"G1082*(1-VLOOKUP(F1082,Konditionen!$B:$G,6,0))","v":975.4}]
["LindabSafe Formteile","DAU","DAU80","Konstant Volumenstromregler DAU 80","",30,650.79999999999995,{"$f":"G1083*(1-VLOOKUP(F1083,Konditionen!$B:$G,6,0))","v":650.79999999999995}]
["LindabSafe Formteile","DAVU","DAVU10024","Variabler Volumenstromregler","DAVU 100.24",30,2351,{"$f":"G1084*(1-VLOOKUP(F1084,Konditionen!$B:$G,6,0))","v":2351}]
["LindabSafe Formteile","DAVU","DAVU12524","Variabler Volumenstromregler","DAVU 125.24",30,2369,{"$f":"G1085*(1-VLOOKUP(F1085,Konditionen!$B:$G,6,0))","v":2369}]
["LindabSafe Formteile","DAVU","DAVU16024","Variabler Volumenstromregler","DAVU 160.24",30,2369,{"$f":"G1086*(1-VLOOKUP(F1086,Konditionen!$B:$G,6,0))","v":2369}]
["LindabSafe Formteile","DAVU","DAVU20024","Variabler Volumenstromregler","DAVU 200.24",30,2406,{"$f":"G1087*(1-VLOOKUP(F1087,Konditionen!$B:$G,6,0))","v":2406}]
["LindabSafe Formteile","DAVU","DAVU25024","Variabler Volumenstromregler","DAVU 250.24",30,2443,{"$f":"G1088*(1-VLOOKUP(F1088,Konditionen!$B:$G,6,0))","v":2443}]
["LindabSafe Formteile","DAVU","DAVU31524","Variabler Volumenstromregler","DAVU 315.24",30,2554,{"$f":"G1089*(1-VLOOKUP(F1089,Konditionen!$B:$G,6,0))","v":2554}]
["LindabSafe Formteile","DAVU","DAVU8024","Variabler Volumenstromregler","DAVU 80.24",30,2351,{"$f":"G1090*(1-VLOOKUP(F1090,Konditionen!$B:$G,6,0))","v":2351}]
["LindabSafe Formteile","DIRU","DIRU100","Irisblende       DIRU          100","",30,291.60000000000002,{"$f":"G1091*(1-VLOOKUP(F1091,Konditionen!$B:$G,6,0))","v":291.60000000000002}]
["LindabSafe Formteile","DIRU","DIRU125","Irisblende       DIRU          125","",30,333,{"$f":"G1092*(1-VLOOKUP(F1092,Konditionen!$B:$G,6,0))","v":333}]
["LindabSafe Formteile","DIRU","DIRU150","Irisblende       DIRU          150","",30,378.15,{"$f":"G1093*(1-VLOOKUP(F1093,Konditionen!$B:$G,6,0))","v":378.15}]
["LindabSafe Formteile","DIRU","DIRU160","Irisblende       DIRU          160","",30,378.15,{"$f":"G1094*(1-VLOOKUP(F1094,Konditionen!$B:$G,6,0))","v":378.15}]
["LindabSafe Formteile","DIRU","DIRU200","Irisblende       DIRU          200","",30,421.65,{"$f":"G1095*(1-VLOOKUP(F1095,Konditionen!$B:$G,6,0))","v":421.65}]
["LindabSafe Formteile","DIRU","DIRU250","Irisblende       DIRU          250","",30,599.25,{"$f":"G1096*(1-VLOOKUP(F1096,Konditionen!$B:$G,6,0))","v":599.25}]
["LindabSafe Formteile","DIRU","DIRU300","Irisblende       DIRU          300","",30,843.35,{"$f":"G1097*(1-VLOOKUP(F1097,Konditionen!$B:$G,6,0))","v":843.35}]
["LindabSafe Formteile","DIRU","DIRU315","Irisblende       DIRU          315","",30,843.35,{"$f":"G1098*(1-VLOOKUP(F1098,Konditionen!$B:$G,6,0))","v":843.35}]
["LindabSafe Formteile","DIRU","DIRU400","Irisblende       DIRU          400","",30,1875,{"$f":"G1099*(1-VLOOKUP(F1099,Konditionen!$B:$G,6,0))","v":1875}]
["LindabSafe Formteile","DIRU","DIRU500","Irisblende       DIRU          500","",30,2752,{"$f":"G1100*(1-VLOOKUP(F1100,Konditionen!$B:$G,6,0))","v":2752}]
["LindabSafe Formteile","DIRU","DIRU630","Irisblende       DIRU          630","",30,3902,{"$f":"G1101*(1-VLOOKUP(F1101,Konditionen!$B:$G,6,0))","v":3902}]
["LindabSafe Formteile","DIRU","DIRU80","Irisblende       DIRU           80","",30,291.60000000000002,{"$f":"G1102*(1-VLOOKUP(F1102,Konditionen!$B:$G,6,0))","v":291.60000000000002}]
["LindabSafe Formteile","DRU","DRU100","Regulierklappe   DRU           100","",30,78.05,{"$f":"G1103*(1-VLOOKUP(F1103,Konditionen!$B:$G,6,0))","v":78.05}]
["LindabSafe Formteile","DRU","DRU1000","Regulierklappe   DRU           1000","",30,1071,{"$f":"G1104*(1-VLOOKUP(F1104,Konditionen!$B:$G,6,0))","v":1071}]
["LindabSafe Formteile","DRU","DRU112","Regulierklappe   DRU           112","",30,89.2,{"$f":"G1105*(1-VLOOKUP(F1105,Konditionen!$B:$G,6,0))","v":89.2}]
["LindabSafe Formteile","DRU","DRU125","Regulierklappe   DRU           125","",30,89.2,{"$f":"G1106*(1-VLOOKUP(F1106,Konditionen!$B:$G,6,0))","v":89.2}]
["LindabSafe Formteile","DRU","DRU140","Regulierklappe   DRU           140","",30,97.1,{"$f":"G1107*(1-VLOOKUP(F1107,Konditionen!$B:$G,6,0))","v":97.1}]
["LindabSafe Formteile","DRU","DRU150","Regulierklappe   DRU           150","",30,97.1,{"$f":"G1108*(1-VLOOKUP(F1108,Konditionen!$B:$G,6,0))","v":97.1}]
["LindabSafe Formteile","DRU","DRU160","Regulierklappe   DRU           160","",30,97.1,{"$f":"G1109*(1-VLOOKUP(F1109,Konditionen!$B:$G,6,0))","v":97.1}]
["LindabSafe Formteile","DRU","DRU180","Regulierklappe   DRU           180","",30,108.55,{"$f":"G1110*(1-VLOOKUP(F1110,Konditionen!$B:$G,6,0))","v":108.55}]
["LindabSafe Formteile","DRU","DRU200","Regulierklappe   DRU           200","",30,108.55,{"$f":"G1111*(1-VLOOKUP(F1111,Konditionen!$B:$G,6,0))","v":108.55}]
["LindabSafe Formteile","DRU","DRU224","Regulierklappe   DRU           224","",30,119.2,{"$f":"G1112*(1-VLOOKUP(F1112,Konditionen!$B:$G,6,0))","v":119.2}]
["LindabSafe Formteile","DRU","DRU250","Regulierklappe   DRU           250","",30,119.2,{"$f":"G1113*(1-VLOOKUP(F1113,Konditionen!$B:$G,6,0))","v":119.2}]
["LindabSafe Formteile","DRU","DRU280","Regulierklappe   DRU           280","",30,146.69999999999999,{"$f":"G1114*(1-VLOOKUP(F1114,Konditionen!$B:$G,6,0))","v":146.69999999999999}]
["LindabSafe Formteile","DRU","DRU300","Regulierklappe   DRU           300","",30,146.69999999999999,{"$f":"G1115*(1-VLOOKUP(F1115,Konditionen!$B:$G,6,0))","v":146.69999999999999}]
["LindabSafe Formteile","DRU","DRU315","Regulierklappe   DRU           315","",30,155.9,{"$f":"G1116*(1-VLOOKUP(F1116,Konditionen!$B:$G,6,0))","v":155.9}]
["LindabSafe Formteile","DRU","DRU355","Regulierklappe   DRU           355","",30,174.3,{"$f":"G1117*(1-VLOOKUP(F1117,Konditionen!$B:$G,6,0))","v":174.3}]
["LindabSafe Formteile","DRU","DRU400","Regulierklappe   DRU           400","",30,211.5,{"$f":"G1118*(1-VLOOKUP(F1118,Konditionen!$B:$G,6,0))","v":211.5}]
["LindabSafe Formteile","DRU","DRU450","Regulierklappe   DRU           450","",30,285.89999999999998,{"$f":"G1119*(1-VLOOKUP(F1119,Konditionen!$B:$G,6,0))","v":285.89999999999998}]
["LindabSafe Formteile","DRU","DRU500","Regulierklappe   DRU           500","",30,323.14999999999998,{"$f":"G1120*(1-VLOOKUP(F1120,Konditionen!$B:$G,6,0))","v":323.14999999999998}]
["LindabSafe Formteile","DRU","DRU560","Regulierklappe   DRU           560","",30,383.95,{"$f":"G1121*(1-VLOOKUP(F1121,Konditionen!$B:$G,6,0))","v":383.95}]
["LindabSafe Formteile","DRU","DRU600","Regulierklappe   DRU           600","",30,419.05,{"$f":"G1122*(1-VLOOKUP(F1122,Konditionen!$B:$G,6,0))","v":419.05}]
["LindabSafe Formteile","DRU","DRU630","Regulierklappe   DRU           630","",30,471.85,{"$f":"G1123*(1-VLOOKUP(F1123,Konditionen!$B:$G,6,0))","v":471.85}]
["LindabSafe Formteile","DRU","DRU710","Regulierklappe   DRU           710","",30,575.65,{"$f":"G1124*(1-VLOOKUP(F1124,Konditionen!$B:$G,6,0))","v":575.65}]
["LindabSafe Formteile","DRU","DRU80","Regulierklappe   DRU           80","",30,75.400000000000006,{"$f":"G1125*(1-VLOOKUP(F1125,Konditionen!$B:$G,6,0))","v":75.400000000000006}]
["LindabSafe Formteile","DRU","DRU800","Regulierklappe   DRU           800","",30,771.4,{"$f":"G1126*(1-VLOOKUP(F1126,Konditionen!$B:$G,6,0))","v":771.4}]
["LindabSafe Formteile","DRU","DRU900","Regulierklappe   DRU           900","",30,880.5,{"$f":"G1127*(1-VLOOKUP(F1127,Konditionen!$B:$G,6,0))","v":880.5}]
["LindabSafe Formteile","DSU","DSU100","Sperrklappe      DSU           100","",30,78.05,{"$f":"G1128*(1-VLOOKUP(F1128,Konditionen!$B:$G,6,0))","v":78.05}]
["LindabSafe Formteile","DSU","DSU1000","Sperrklappe      DSU           1000","",30,1071,{"$f":"G1129*(1-VLOOKUP(F1129,Konditionen!$B:$G,6,0))","v":1071}]
["LindabSafe Formteile","DSU","DSU112","Sperrklappe      DSU           112","",30,89.2,{"$f":"G1130*(1-VLOOKUP(F1130,Konditionen!$B:$G,6,0))","v":89.2}]
["LindabSafe Formteile","DSU","DSU125","Sperrklappe      DSU           125","",30,89.2,{"$f":"G1131*(1-VLOOKUP(F1131,Konditionen!$B:$G,6,0))","v":89.2}]
["LindabSafe Formteile","DSU","DSU140","Sperrklappe      DSU           140","",30,97.1,{"$f":"G1132*(1-VLOOKUP(F1132,Konditionen!$B:$G,6,0))","v":97.1}]
["LindabSafe Formteile","DSU","DSU150","Sperrklappe      DSU           150","",30,97.1,{"$f":"G1133*(1-VLOOKUP(F1133,Konditionen!$B:$G,6,0))","v":97.1}]
["LindabSafe Formteile","DSU","DSU160","Sperrklappe      DSU           160","",30,97.1,{"$f":"G1134*(1-VLOOKUP(F1134,Konditionen!$B:$G,6,0))","v":97.1}]
["LindabSafe Formteile","DSU","DSU180","Sperrklappe      DSU           180","",30,108.55,{"$f":"G1135*(1-VLOOKUP(F1135,Konditionen!$B:$G,6,0))","v":108.55}]
["LindabSafe Formteile","DSU","DSU200","Sperrklappe      DSU           200","",30,108.55,{"$f":"G1136*(1-VLOOKUP(F1136,Konditionen!$B:$G,6,0))","v":108.55}]
["LindabSafe Formteile","DSU","DSU224","Sperrklappe      DSU           224","",30,119.2,{"$f":"G1137*(1-VLOOKUP(F1137,Konditionen!$B:$G,6,0))","v":119.2}]
["LindabSafe Formteile","DSU","DSU250","Sperrklappe      DSU           250","",30,119.2,{"$f":"G1138*(1-VLOOKUP(F1138,Konditionen!$B:$G,6,0))","v":119.2}]
["LindabSafe Formteile","DSU","DSU280","Sperrklappe      DSU           280","",30,146.69999999999999,{"$f":"G1139*(1-VLOOKUP(F1139,Konditionen!$B:$G,6,0))","v":146.69999999999999}]
["LindabSafe Formteile","DSU","DSU300","Sperrklappe      DSU           300","",30,146.69999999999999,{"$f":"G1140*(1-VLOOKUP(F1140,Konditionen!$B:$G,6,0))","v":146.69999999999999}]
["LindabSafe Formteile","DSU","DSU315","Sperrklappe      DSU           315","",30,155.9,{"$f":"G1141*(1-VLOOKUP(F1141,Konditionen!$B:$G,6,0))","v":155.9}]
["LindabSafe Formteile","DSU","DSU355","Sperrklappe      DSU           355","",30,174.3,{"$f":"G1142*(1-VLOOKUP(F1142,Konditionen!$B:$G,6,0))","v":174.3}]
["LindabSafe Formteile","DSU","DSU400","Sperrklappe      DSU           400","",30,211.5,{"$f":"G1143*(1-VLOOKUP(F1143,Konditionen!$B:$G,6,0))","v":211.5}]
["LindabSafe Formteile","DSU","DSU450","Sperrklappe      DSU           450","",30,285.89999999999998,{"$f":"G1144*(1-VLOOKUP(F1144,Konditionen!$B:$G,6,0))","v":285.89999999999998}]
["LindabSafe Formteile","DSU","DSU500","Sperrklappe      DSU           500","",30,323.14999999999998,{"$f":"G1145*(1-VLOOKUP(F1145,Konditionen!$B:$G,6,0))","v":323.14999999999998}]
["LindabSafe Formteile","DSU","DSU560","Sperrklappe      DSU           560","",30,383.95,{"$f":"G1146*(1-VLOOKUP(F1146,Konditionen!$B:$G,6,0))","v":383.95}]
["LindabSafe Formteile","DSU","DSU600","Sperrklappe      DSU           600","",30,419.05,{"$f":"G1147*(1-VLOOKUP(F1147,Konditionen!$B:$G,6,0))","v":419.05}]
["LindabSafe Formteile","DSU","DSU63","Sperrklappe      DSU            63","",30,75.400000000000006,{"$f":"G1148*(1-VLOOKUP(F1148,Konditionen!$B:$G,6,0))","v":75.400000000000006}]
["LindabSafe Formteile","DSU","DSU630","Sperrklappe      DSU           630","",30,471.85,{"$f":"G1149*(1-VLOOKUP(F1149,Konditionen!$B:$G,6,0))","v":471.85}]
["LindabSafe Formteile","DSU","DSU710","Sperrklappe      DSU           710","",30,575.65,{"$f":"G1150*(1-VLOOKUP(F1150,Konditionen!$B:$G,6,0))","v":575.65}]
["LindabSafe Formteile","DSU","DSU80","Sperrklappe      DSU            80","",30,75.400000000000006,{"$f":"G1151*(1-VLOOKUP(F1151,Konditionen!$B:$G,6,0))","v":75.400000000000006}]
["LindabSafe Formteile","DSU","DSU800","Sperrklappe      DSU           800","",30,771.4,{"$f":"G1152*(1-VLOOKUP(F1152,Konditionen!$B:$G,6,0))","v":771.4}]
["LindabSafe Formteile","DSU","DSU900","Sperrklappe      DSU           900","",30,880.5,{"$f":"G1153*(1-VLOOKUP(F1153,Konditionen!$B:$G,6,0))","v":880.5}]
["LindabSafe Formteile","DSUSN","DSUSN100230","Absperrklappe   DSUSN 230V   100","mit innenlieg. Motor CM230-L-100D.2",30,914.95,{"$f":"G1154*(1-VLOOKUP(F1154,Konditionen!$B:$G,6,0))","v":914.95}]
["LindabSafe Formteile","DSUSN","DSUSN125230","Absperrklappe   DSUSN 230V   125","mit innenlieg. Motor CM230-L-125D.2",30,938.8,{"$f":"G1155*(1-VLOOKUP(F1155,Konditionen!$B:$G,6,0))","v":938.8}]
["LindabSafe Formteile","DSUSN","DSUSN150230","Absperrklappe   DSUSN 230V   150","mit innenlieg. Motor CM230-L-150D.2",30,948.05,{"$f":"G1156*(1-VLOOKUP(F1156,Konditionen!$B:$G,6,0))","v":948.05}]
["LindabSafe Formteile","DSUSN","DSUSN160230","Absperrklappe   DSUSN 230V   160","mit innenlieg. Motor CM230-L-160D.2",30,948.05,{"$f":"G1157*(1-VLOOKUP(F1157,Konditionen!$B:$G,6,0))","v":948.05}]
["LindabSafe Formteile","DTBCU","DTBCU100230","Sicherh.Klappe DTBCU   230V  100","mit Motor TF230, m.Polyamidbuchse",30,1802,{"$f":"G1158*(1-VLOOKUP(F1158,Konditionen!$B:$G,6,0))","v":1802}]
["LindabSafe Formteile","DTBCU","DTBCU10024","Sicherh.Klappe DTBCU   24V  100","mit Motor TF24, m.Polyamidbuchse",30,1802,{"$f":"G1159*(1-VLOOKUP(F1159,Konditionen!$B:$G,6,0))","v":1802}]
["LindabSafe Formteile","DTBCU","DTBCU10024MOD","Sicherh.Klappe DTBCU MOD 24V  100","mit Motor TF24SR, m.Polyamidbuchse",30,2219,{"$f":"G1160*(1-VLOOKUP(F1160,Konditionen!$B:$G,6,0))","v":2219}]
["LindabSafe Formteile","DTBCU","DTBCU112230","Sicherh.Klappe DTBCU   230V  112","mit Motor TF230, m.Polyamidbuchse",30,1802,{"$f":"G1161*(1-VLOOKUP(F1161,Konditionen!$B:$G,6,0))","v":1802}]
["LindabSafe Formteile","DTBCU","DTBCU11224","Sicherh.Klappe DTBCU   24V  112","mit Motor TF24, m.Polyamidbuchse",30,1802,{"$f":"G1162*(1-VLOOKUP(F1162,Konditionen!$B:$G,6,0))","v":1802}]
["LindabSafe Formteile","DTBCU","DTBCU11224MOD","Sicherh.Klappe DTBCU MOD 24V  112","mit Motor TF24SR, m.Polyamidbuchse",30,2219,{"$f":"G1163*(1-VLOOKUP(F1163,Konditionen!$B:$G,6,0))","v":2219}]
["LindabSafe Formteile","DTBCU","DTBCU125230","Sicherh.Klappe DTBCU   230V  125","mit Motor TF230, m.Polyamidbuchse",30,1802,{"$f":"G1164*(1-VLOOKUP(F1164,Konditionen!$B:$G,6,0))","v":1802}]
["LindabSafe Formteile","DTBCU","DTBCU12524","Sicherh.Klappe DTBCU   24V  125","mit Motor TF24, m.Polyamidbuchse",30,1802,{"$f":"G1165*(1-VLOOKUP(F1165,Konditionen!$B:$G,6,0))","v":1802}]
["LindabSafe Formteile","DTBCU","DTBCU12524MOD","Sicherh.Klappe DTBCU MOD 24V  125","mit Motor TF24SR, m.Polyamidbuchse",30,2219,{"$f":"G1166*(1-VLOOKUP(F1166,Konditionen!$B:$G,6,0))","v":2219}]
["LindabSafe Formteile","DTBCU","DTBCU140230","Sicherh.Klappe DTBCU   230V  140","mit Motor TF230, m.Polyamidbuchse",30,1955,{"$f":"G1167*(1-VLOOKUP(F1167,Konditionen!$B:$G,6,0))","v":1955}]
["LindabSafe Formteile","DTBCU","DTBCU14024","Sicherh.Klappe DTBCU   24V  140","mit Motor TF24, m.Polyamidbuchse",30,1955,{"$f":"G1168*(1-VLOOKUP(F1168,Konditionen!$B:$G,6,0))","v":1955}]
["LindabSafe Formteile","DTBCU","DTBCU14024MOD","Sicherh.Klappe DTBCU MOD 24V  140","mit Motor TF24SR, m.Polyamidbuchse",30,2372,{"$f":"G1169*(1-VLOOKUP(F1169,Konditionen!$B:$G,6,0))","v":2372}]
["LindabSafe Formteile","DTBCU","DTBCU150230","Sicherh.Klappe DTBCU  230V  150","mit Motor TF230, m.Polyamidbuchse",30,1955,{"$f":"G1170*(1-VLOOKUP(F1170,Konditionen!$B:$G,6,0))","v":1955}]
["LindabSafe Formteile","DTBCU","DTBCU15024","Sicherh.Klappe DTBCU   24V  150","mit Motor TF24, m.Polyamidbuchse",30,1955,{"$f":"G1171*(1-VLOOKUP(F1171,Konditionen!$B:$G,6,0))","v":1955}]
["LindabSafe Formteile","DTBCU","DTBCU15024MOD","Sicherh.Klappe DTBCU MOD 24V  150","mit Motor TF24SR, m.Polyamidbuchse",30,2372,{"$f":"G1172*(1-VLOOKUP(F1172,Konditionen!$B:$G,6,0))","v":2372}]
["LindabSafe Formteile","DTBCU","DTBCU160230","Sicherh.Klappe DTBCU   230V  160","mit Motor TF230, m.Polyamidbuchse",30,1955,{"$f":"G1173*(1-VLOOKUP(F1173,Konditionen!$B:$G,6,0))","v":1955}]
["LindabSafe Formteile","DTBCU","DTBCU16024","Sicherh.Klappe DTBCU   24V  160","mit Motor TF24, m.Polyamidbuchse",30,1955,{"$f":"G1174*(1-VLOOKUP(F1174,Konditionen!$B:$G,6,0))","v":1955}]
["LindabSafe Formteile","DTBCU","DTBCU16024MOD","Sicherh.Klappe DTBCU MOD 24V  160","mit Motor TF24SR, m.Polyamidbuchse",30,2372,{"$f":"G1175*(1-VLOOKUP(F1175,Konditionen!$B:$G,6,0))","v":2372}]
["LindabSafe Formteile","DTBCU","DTBCU180230","Sicherh.Klappe DTBCU   230V  180","mit Motor TF230, m.Polyamidbuchse",30,2007,{"$f":"G1176*(1-VLOOKUP(F1176,Konditionen!$B:$G,6,0))","v":2007}]
["LindabSafe Formteile","DTBCU","DTBCU18024","Sicherh.Klappe DTBCU   24V  180","mit Motor TF24, m.Polyamidbuchse",30,2007,{"$f":"G1177*(1-VLOOKUP(F1177,Konditionen!$B:$G,6,0))","v":2007}]
["LindabSafe Formteile","DTBCU","DTBCU18024MOD","Sicherh.Klappe DTBCU MOD 24V  180","mit Motor TF24SR, m.Polyamidbuchse",30,2424,{"$f":"G1178*(1-VLOOKUP(F1178,Konditionen!$B:$G,6,0))","v":2424}]
["LindabSafe Formteile","DTBCU","DTBCU200230","Sicherh.Klappe DTBCU   230V  200","mit Motor TF230, m.Polyamidbuchse",30,2007,{"$f":"G1179*(1-VLOOKUP(F1179,Konditionen!$B:$G,6,0))","v":2007}]
["LindabSafe Formteile","DTBCU","DTBCU20024","Sicherh.Klappe DTBCU   24V  200","mit Motor TF24, m.Polyamidbuchse",30,2007,{"$f":"G1180*(1-VLOOKUP(F1180,Konditionen!$B:$G,6,0))","v":2007}]
["LindabSafe Formteile","DTBCU","DTBCU20024MOD","Sicherh.Klappe DTBCU MOD 24V  200","mit Motor TF24SR, m.Polyamidbuchse",30,2424,{"$f":"G1181*(1-VLOOKUP(F1181,Konditionen!$B:$G,6,0))","v":2424}]
["LindabSafe Formteile","DTBCU","DTBCU224230","Sicherh.Klappe DTBCU   230V  224","mit Motor LF230, m.Polyamidbuchse",30,2504,{"$f":"G1182*(1-VLOOKUP(F1182,Konditionen!$B:$G,6,0))","v":2504}]
["LindabSafe Formteile","DTBCU","DTBCU22424","Sicherh.Klappe DTBCU   24V  224","mit Motor LF24, m.Polyamidbuchse",30,2504,{"$f":"G1183*(1-VLOOKUP(F1183,Konditionen!$B:$G,6,0))","v":2504}]
["LindabSafe Formteile","DTBCU","DTBCU22424MOD","Sicherh.Klappe DTBCU MOD 24V  224","mit Motor LF24SR, m.Polyamidbuchse",30,2874,{"$f":"G1184*(1-VLOOKUP(F1184,Konditionen!$B:$G,6,0))","v":2874}]
["LindabSafe Formteile","DTBCU","DTBCU250230","Sicherh.Klappe DTBCU   230V  250","mit Motor LF230, m.Polyamidbuchse",30,2504,{"$f":"G1185*(1-VLOOKUP(F1185,Konditionen!$B:$G,6,0))","v":2504}]
["LindabSafe Formteile","DTBCU","DTBCU25024","Sicherh.Klappe DTBCU   24V  250","mit Motor LF24, m.Polyamidbuchse",30,2504,{"$f":"G1186*(1-VLOOKUP(F1186,Konditionen!$B:$G,6,0))","v":2504}]
["LindabSafe Formteile","DTBCU","DTBCU25024MOD","Sicherh.Klappe DTBCU MOD 24V  250","mit Motor LF24SR, m.Polyamidbuchse",30,2874,{"$f":"G1187*(1-VLOOKUP(F1187,Konditionen!$B:$G,6,0))","v":2874}]
["LindabSafe Formteile","DTBCU","DTBCU280230","Sicherh.Klappe DTBCU   230V  280","mit Motor LF230, m.Polyamidbuchse",30,2773,{"$f":"G1188*(1-VLOOKUP(F1188,Konditionen!$B:$G,6,0))","v":2773}]
["LindabSafe Formteile","DTBCU","DTBCU28024","Sicherh.Klappe DTBCU   24V  280","mit Motor LF24, m.Polyamidbuchse",30,2773,{"$f":"G1189*(1-VLOOKUP(F1189,Konditionen!$B:$G,6,0))","v":2773}]
["LindabSafe Formteile","DTBCU","DTBCU28024MOD","Sicherh.Klappe DTBCU MOD 24V  280","mit Motor LF24SR, m.Polyamidbuchse",30,3267,{"$f":"G1190*(1-VLOOKUP(F1190,Konditionen!$B:$G,6,0))","v":3267}]
["LindabSafe Formteile","DTBCU","DTBCU300230","Sicherh.Klappe DTBCU   230V  300","mit Motor LF230, m.Polyamidbuchse",30,2773,{"$f":"G1191*(1-VLOOKUP(F1191,Konditionen!$B:$G,6,0))","v":2773}]
["LindabSafe Formteile","DTBCU","DTBCU30024","Sicherh.Klappe DTBCU   24V  300","mit Motor LF24, m.Polyamidbuchse",30,2773,{"$f":"G1192*(1-VLOOKUP(F1192,Konditionen!$B:$G,6,0))","v":2773}]
["LindabSafe Formteile","DTBCU","DTBCU30024MOD","Sicherh.Klappe DTBCU MOD 24V  300","mit Motor LF24SR, m.Polyamidbuchse",30,3267,{"$f":"G1193*(1-VLOOKUP(F1193,Konditionen!$B:$G,6,0))","v":3267}]
["LindabSafe Formteile","DTBCU","DTBCU315230","Sicherh.Klappe DTBCU   230V  315","mit Motor LF230, m.Polyamidbuchse",30,2773,{"$f":"G1194*(1-VLOOKUP(F1194,Konditionen!$B:$G,6,0))","v":2773}]
["LindabSafe Formteile","DTBCU","DTBCU31524","Sicherh.Klappe DTBCU   24V  315","mit Motor LF24, m.Polyamidbuchse",30,2773,{"$f":"G1195*(1-VLOOKUP(F1195,Konditionen!$B:$G,6,0))","v":2773}]
["LindabSafe Formteile","DTBCU","DTBCU31524MOD","Sicherh.Klappe DTBCU MOD 24V  315","mit Motor LF24SR, m.Polyamidbuchse",30,3267,{"$f":"G1196*(1-VLOOKUP(F1196,Konditionen!$B:$G,6,0))","v":3267}]
["LindabSafe Formteile","DTBCU","DTBCU355230","Sicherh.Klappe DTBCU   230V  355","mit Motor SFA, m.Polyamidbuchse",30,3043,{"$f":"G1197*(1-VLOOKUP(F1197,Konditionen!$B:$G,6,0))","v":3043}]
["LindabSafe Formteile","DTBCU","DTBCU35524","Sicherh.Klappe DTBCU   24V  355","mit Motor SF24A, m.Polyamidbuchse",30,3045,{"$f":"G1198*(1-VLOOKUP(F1198,Konditionen!$B:$G,6,0))","v":3045}]
["LindabSafe Formteile","DTBCU","DTBCU35524MOD","Sicherh.Klappe DTBCU MOD 24V  355","mit Motor SF24A-SR,m.Polyamidbuchse",30,3528,{"$f":"G1199*(1-VLOOKUP(F1199,Konditionen!$B:$G,6,0))","v":3528}]
["LindabSafe Formteile","DTBCU","DTBCU400230","Sicherh.Klappe DTBCU   230V  400","mit Motor SFA, m.Polyamidbuchse",30,3316,{"$f":"G1200*(1-VLOOKUP(F1200,Konditionen!$B:$G,6,0))","v":3316}]
["LindabSafe Formteile","DTBCU","DTBCU40024","Sicherh.Klappe DTBCU   24V  400","mit Motor SF24A, m.Polyamidbuchse",30,3316,{"$f":"G1201*(1-VLOOKUP(F1201,Konditionen!$B:$G,6,0))","v":3316}]
["LindabSafe Formteile","DTBCU","DTBCU40024MOD","Sicherh.Klappe DTBCU MOD 24V  400","mit Motor SF24SR, m.Polyamidbuchse",30,3674,{"$f":"G1202*(1-VLOOKUP(F1202,Konditionen!$B:$G,6,0))","v":3674}]
["LindabSafe Formteile","DTBCU","DTBCU450230","Sicherh.Klappe DTBCU   230V  450","mit Motor SFA, m.Polyamidbuchse",30,3503,{"$f":"G1203*(1-VLOOKUP(F1203,Konditionen!$B:$G,6,0))","v":3503}]
["LindabSafe Formteile","DTBCU","DTBCU45024","Sicherh.Klappe DTBCU   24V  450","mit Motor SF24A, m.Polyamidbuchse",30,3503,{"$f":"G1204*(1-VLOOKUP(F1204,Konditionen!$B:$G,6,0))","v":3503}]
["LindabSafe Formteile","DTBCU","DTBCU45024MOD","Sicherh.Klappe DTBCU MOD 24V  450","mit Motor SF24SR, m.Polyamidbuchse",30,3861,{"$f":"G1205*(1-VLOOKUP(F1205,Konditionen!$B:$G,6,0))","v":3861}]
["LindabSafe Formteile","DTBCU","DTBCU500230","Sicherh.Klappe DTBCU   230V  500","mit Motor SFA, m.Polyamidbuchse",30,3622,{"$f":"G1206*(1-VLOOKUP(F1206,Konditionen!$B:$G,6,0))","v":3622}]
["LindabSafe Formteile","DTBCU","DTBCU50024","Sicherh.Klappe DTBCU   24V  500","mit Motor SF24A, m.Polyamidbuchse",30,3622,{"$f":"G1207*(1-VLOOKUP(F1207,Konditionen!$B:$G,6,0))","v":3622}]
["LindabSafe Formteile","DTBCU","DTBCU50024MOD","Sicherh.Klappe DTBCU MOD 24V  500","mit Motor SF24SR, m.Polyamidbuchse",30,3979,{"$f":"G1208*(1-VLOOKUP(F1208,Konditionen!$B:$G,6,0))","v":3979}]
["LindabSafe Formteile","DTBCU","DTBCU560230","Sicherh.Klappe DTBCU   230V  560","mit Motor SFA, m.Polyamidbuchse",30,3861,{"$f":"G1209*(1-VLOOKUP(F1209,Konditionen!$B:$G,6,0))","v":3861}]
["LindabSafe Formteile","DTBCU","DTBCU56024","Sicherh.Klappe DTBCU   24V  560","mit Motor SF24A, m.Polyamidbuchse",30,3861,{"$f":"G1210*(1-VLOOKUP(F1210,Konditionen!$B:$G,6,0))","v":3861}]
["LindabSafe Formteile","DTBCU","DTBCU56024MOD","Sicherh.Klappe DTBCU MOD 24V  560","mit Motor SF24SR, m.Polyamidbuchse",30,4218,{"$f":"G1211*(1-VLOOKUP(F1211,Konditionen!$B:$G,6,0))","v":4218}]
["LindabSafe Formteile","DTBCU","DTBCU600230","Sicherh.Klappe DTBCU   230V  600","mit Motor SFA, m.Polyamidbuchse",30,4107,{"$f":"G1212*(1-VLOOKUP(F1212,Konditionen!$B:$G,6,0))","v":4107}]
["LindabSafe Formteile","DTBCU","DTBCU60024","Sicherh.Klappe DTBCU   24V  600","mit Motor SF24A, m.Polyamidbuchse",30,4107,{"$f":"G1213*(1-VLOOKUP(F1213,Konditionen!$B:$G,6,0))","v":4107}]
["LindabSafe Formteile","DTBCU","DTBCU60024MOD","Sicherh.Klappe DTBCU MOD 24V  600","mit Motor SF24SR, m.Polyamidbuchse",30,4457,{"$f":"G1214*(1-VLOOKUP(F1214,Konditionen!$B:$G,6,0))","v":4457}]
["LindabSafe Formteile","DTBCU","DTBCU630230","Sicherh.Klappe DTBCU   230V  630","mit Motor SFA, m.Polyamidbuchse",30,4107,{"$f":"G1215*(1-VLOOKUP(F1215,Konditionen!$B:$G,6,0))","v":4107}]
["LindabSafe Formteile","DTBCU","DTBCU63024","Sicherh.Klappe DTBCU   24V  630","mit Motor SF24A, m.Polyamidbuchse",30,4107,{"$f":"G1216*(1-VLOOKUP(F1216,Konditionen!$B:$G,6,0))","v":4107}]
["LindabSafe Formteile","DTBCU","DTBCU63024MOD","Sicherh.Klappe DTBCU MOD 24V  630","mit Motor SF24SR, m.Polyamidbuchse",30,4457,{"$f":"G1217*(1-VLOOKUP(F1217,Konditionen!$B:$G,6,0))","v":4457}]
["LindabSafe Formteile","DTBLU","DTBLU100230","Absperrklappe    DTBLU 230V  100","mit Motor CM230F, m.Polyamidbuchse",30,861.5,{"$f":"G1218*(1-VLOOKUP(F1218,Konditionen!$B:$G,6,0))","v":861.5}]
["LindabSafe Formteile","DTBLU","DTBLU10024","Absperrklappe    DTBLU  24V  100","mit Motor CM24F, m.Polyamidbuchse",30,861.5,{"$f":"G1219*(1-VLOOKUP(F1219,Konditionen!$B:$G,6,0))","v":861.5}]
["LindabSafe Formteile","DTBLU","DTBLU125230","Absperrklappe    DTBLU 230V  125","mit Motor CM230F, m.Polyamidbuchse",30,865.05,{"$f":"G1220*(1-VLOOKUP(F1220,Konditionen!$B:$G,6,0))","v":865.05}]
["LindabSafe Formteile","DTBLU","DTBLU12524","Absperrklappe    DTBLU  24V  125","mit Motor CM24F, m.Polyamidbuchse",30,865.05,{"$f":"G1221*(1-VLOOKUP(F1221,Konditionen!$B:$G,6,0))","v":865.05}]
["LindabSafe Formteile","DTBLU","DTBLU150230","Absperrklappe    DTBLU 230V  150","mit Motor CM230F, m.Polyamidbuchse",30,872.95,{"$f":"G1222*(1-VLOOKUP(F1222,Konditionen!$B:$G,6,0))","v":872.95}]
["LindabSafe Formteile","DTBLU","DTBLU15024","Absperrklappe    DTBLU  24V  150","mit Motor CM24F, m.Polyamidbuchse",30,872.95,{"$f":"G1223*(1-VLOOKUP(F1223,Konditionen!$B:$G,6,0))","v":872.95}]
["LindabSafe Formteile","DTBLU","DTBLU160230","Absperrklappe    DTBLU 230V  160","mit Motor CM230F, m.Polyamidbuchse",30,872.95,{"$f":"G1224*(1-VLOOKUP(F1224,Konditionen!$B:$G,6,0))","v":872.95}]
["LindabSafe Formteile","DTBLU","DTBLU16024","Absperrklappe    DTBLU  24V  160","mit Motor CM24F, m.Polyamidbuchse",30,872.95,{"$f":"G1225*(1-VLOOKUP(F1225,Konditionen!$B:$G,6,0))","v":872.95}]
["LindabSafe Formteile","DTBLU","DTBLU80230","Absperrklappe    DTBLU 230V  80","mit Motor CM230F, m.Polyamidbuchse",30,861.5,{"$f":"G1226*(1-VLOOKUP(F1226,Konditionen!$B:$G,6,0))","v":861.5}]
["LindabSafe Formteile","DTBLU","DTBLU8024","Absperrklappe    DTBLU  24V  80","mit Motor CM24F, m.Polyamidbuchse",30,861.5,{"$f":"G1227*(1-VLOOKUP(F1227,Konditionen!$B:$G,6,0))","v":861.5}]
["LindabSafe Formteile","DTBU","DTBU100230","Absperrklappe    DTBU 230V   100","m.Motor LM 230A-F, m.Polyamidbuchse",30,811.45,{"$f":"G1228*(1-VLOOKUP(F1228,Konditionen!$B:$G,6,0))","v":811.45}]
["LindabSafe Formteile","DTBU","DTBU100230MOD","Absperrklappe DTBU MOD 230V  100","m.Motor LM230A-SR, m.Polyamidbuchse",30,1456,{"$f":"G1229*(1-VLOOKUP(F1229,Konditionen!$B:$G,6,0))","v":1456}]
["LindabSafe Formteile","DTBU","DTBU10024","Absperrklappe    DTBU  24V  100","m.Motor LM 24A-F, m.Polyamidbuchse",30,811.45,{"$f":"G1230*(1-VLOOKUP(F1230,Konditionen!$B:$G,6,0))","v":811.45}]
["LindabSafe Formteile","DTBU","DTBU10024MOD","Absperrklappe DTBU MOD  24V  100","m.Motor LM24A-SR, m.Polyamidbuchse",30,1456,{"$f":"G1231*(1-VLOOKUP(F1231,Konditionen!$B:$G,6,0))","v":1456}]
["LindabSafe Formteile","DTBU","DTBU112230","Absperrklappe    DTBU  230V  112","m.Motor LM 230A-F, m.Polyamidbuchse",30,832.6,{"$f":"G1232*(1-VLOOKUP(F1232,Konditionen!$B:$G,6,0))","v":832.6}]
["LindabSafe Formteile","DTBU","DTBU112230MOD","Absperrklappe DTBU MOD 230V  112","m.Motor LM230A-SR, m.Polyamidbuchse",30,1477,{"$f":"G1233*(1-VLOOKUP(F1233,Konditionen!$B:$G,6,0))","v":1477}]
["LindabSafe Formteile","DTBU","DTBU11224","Absperrklappe    DTBU  24V  112","m.Motor LM 24A-F, m.Polyamidbuchse",30,832.6,{"$f":"G1234*(1-VLOOKUP(F1234,Konditionen!$B:$G,6,0))","v":832.6}]
["LindabSafe Formteile","DTBU","DTBU11224MOD","Absperrklappe DTBU MOD  24V  112","m.Motor LM24A-SR, m.Polyamidbuchse",30,1477,{"$f":"G1235*(1-VLOOKUP(F1235,Konditionen!$B:$G,6,0))","v":1477}]
["LindabSafe Formteile","DTBU","DTBU125230","Absperrklappe    DTBU 230V   125","m.Motor LM 230A-F, m.Polyamidbuchse",30,832.6,{"$f":"G1236*(1-VLOOKUP(F1236,Konditionen!$B:$G,6,0))","v":832.6}]
["LindabSafe Formteile","DTBU","DTBU125230MOD","Absperrklappe DTBU MOD 230V  125","m.Motor LM230A-SR, m.Polyamidbuchse",30,1477,{"$f":"G1237*(1-VLOOKUP(F1237,Konditionen!$B:$G,6,0))","v":1477}]
["LindabSafe Formteile","DTBU","DTBU12524","Absperrklappe    DTBU  24V  125","m.Motor LM 24A-F, m.Polyamidbuchse",30,832.6,{"$f":"G1238*(1-VLOOKUP(F1238,Konditionen!$B:$G,6,0))","v":832.6}]
["LindabSafe Formteile","DTBU","DTBU12524MOD","Absperrklappe DTBU MOD  24V  125","m.Motor LM24A-SR, m.Polyamidbuchse",30,1477,{"$f":"G1239*(1-VLOOKUP(F1239,Konditionen!$B:$G,6,0))","v":1477}]
["LindabSafe Formteile","DTBU","DTBU140230","Absperrklappe    DTBU 230V   140","m.Motor LM 230A-F, m.Polyamidbuchse",30,838,{"$f":"G1240*(1-VLOOKUP(F1240,Konditionen!$B:$G,6,0))","v":838}]
["LindabSafe Formteile","DTBU","DTBU140230MOD","Absperrklappe DTBU MOD 230V  140","m.Motor LM230A-SR, m.Polyamidbuchse",30,1482,{"$f":"G1241*(1-VLOOKUP(F1241,Konditionen!$B:$G,6,0))","v":1482}]
["LindabSafe Formteile","DTBU","DTBU14024","Absperrklappe    DTBU  24V  140","m.Motor LM 24A-F, m.Polyamidbuchse",30,837.85,{"$f":"G1242*(1-VLOOKUP(F1242,Konditionen!$B:$G,6,0))","v":837.85}]
["LindabSafe Formteile","DTBU","DTBU14024MOD","Absperrklappe DTBU MOD  24V  140","m.Motor LM24A-SR, m.Polyamidbuchse",30,1482,{"$f":"G1243*(1-VLOOKUP(F1243,Konditionen!$B:$G,6,0))","v":1482}]
["LindabSafe Formteile","DTBU","DTBU150230","Absperrklappe    DTBU 230V   150","m.Motor LM 230A-F, m.Polyamidbuchse",30,838,{"$f":"G1244*(1-VLOOKUP(F1244,Konditionen!$B:$G,6,0))","v":838}]
["LindabSafe Formteile","DTBU","DTBU150230MOD","Absperrklappe DTBU MOD 230V  150","m.Motor LM230A-SR, m.Polyamidbuchse",30,1482,{"$f":"G1245*(1-VLOOKUP(F1245,Konditionen!$B:$G,6,0))","v":1482}]
["LindabSafe Formteile","DTBU","DTBU15024","Absperrklappe    DTBU  24V  150","m.Motor LM 24A-F, m.Polyamidbuchse",30,837.85,{"$f":"G1246*(1-VLOOKUP(F1246,Konditionen!$B:$G,6,0))","v":837.85}]
["LindabSafe Formteile","DTBU","DTBU15024MOD","Absperrklappe DTBU MOD  24V  150","m.Motor LM24A-SR, m.Polyamidbuchse",30,1482,{"$f":"G1247*(1-VLOOKUP(F1247,Konditionen!$B:$G,6,0))","v":1482}]
["LindabSafe Formteile","DTBU","DTBU160230","Absperrklappe    DTBU 230V   160","m.Motor LM 230A-F, m.Polyamidbuchse",30,838,{"$f":"G1248*(1-VLOOKUP(F1248,Konditionen!$B:$G,6,0))","v":838}]
["LindabSafe Formteile","DTBU","DTBU160230MOD","Absperrklappe DTBU MOD 230V  160","m.Motor LM230A-SR, m.Polyamidbuchse",30,1482,{"$f":"G1249*(1-VLOOKUP(F1249,Konditionen!$B:$G,6,0))","v":1482}]
["LindabSafe Formteile","DTBU","DTBU16024","Absperrklappe    DTBU  24V  160","m.Motor LM 24A-F, m.Polyamidbuchse",30,837.85,{"$f":"G1250*(1-VLOOKUP(F1250,Konditionen!$B:$G,6,0))","v":837.85}]
["LindabSafe Formteile","DTBU","DTBU16024MOD","Absperrklappe DTBU MOD  24V  160","m.Motor LM24A-SR, m.Polyamidbuchse",30,1482,{"$f":"G1251*(1-VLOOKUP(F1251,Konditionen!$B:$G,6,0))","v":1482}]
["LindabSafe Formteile","DTBU","DTBU180230","Absperrklappe    DTBU  230V  180","m.Motor LM 230A-F, m.Polyamidbuchse",30,859.1,{"$f":"G1252*(1-VLOOKUP(F1252,Konditionen!$B:$G,6,0))","v":859.1}]
["LindabSafe Formteile","DTBU","DTBU180230MOD","Absperrklappe DTBU MOD 230V  180","m.Motor LM230A-SR, m.Polyamidbuchse",30,1503,{"$f":"G1253*(1-VLOOKUP(F1253,Konditionen!$B:$G,6,0))","v":1503}]
["LindabSafe Formteile","DTBU","DTBU18024","Absperrklappe    DTBU  24V  180","m.Motor LM 24A-F, m.Polyamidbuchse",30,859.1,{"$f":"G1254*(1-VLOOKUP(F1254,Konditionen!$B:$G,6,0))","v":859.1}]
["LindabSafe Formteile","DTBU","DTBU18024MOD","Absperrklappe DTBU MOD  24V  180","m.Motor LM24A-SR, m.Polyamidbuchse",30,1503,{"$f":"G1255*(1-VLOOKUP(F1255,Konditionen!$B:$G,6,0))","v":1503}]
["LindabSafe Formteile","DTBU","DTBU200230","Absperrklappe    DTBU 230V   200","m.Motor LM 230A-F, m.Polyamidbuchse",30,859.1,{"$f":"G1256*(1-VLOOKUP(F1256,Konditionen!$B:$G,6,0))","v":859.1}]
["LindabSafe Formteile","DTBU","DTBU200230MOD","Absperrklappe DTBU MOD 230V  200","m.Motor LM230A-SR, m.Polyamidbuchse",30,1503,{"$f":"G1257*(1-VLOOKUP(F1257,Konditionen!$B:$G,6,0))","v":1503}]
["LindabSafe Formteile","DTBU","DTBU20024","Absperrklappe    DTBU  24V  200","m.Motor LM 24A-F, m.Polyamidbuchse",30,859.1,{"$f":"G1258*(1-VLOOKUP(F1258,Konditionen!$B:$G,6,0))","v":859.1}]
["LindabSafe Formteile","DTBU","DTBU20024MOD","Absperrklappe DTBU MOD  24V  200","m.Motor LM24A-SR, m.Polyamidbuchse",30,1503,{"$f":"G1259*(1-VLOOKUP(F1259,Konditionen!$B:$G,6,0))","v":1503}]
["LindabSafe Formteile","DTBU","DTBU224230","Absperrklappe    DTBU 230V   224","m.Motor LM 230A-F, m.Polyamidbuchse",30,896.55,{"$f":"G1260*(1-VLOOKUP(F1260,Konditionen!$B:$G,6,0))","v":896.55}]
["LindabSafe Formteile","DTBU","DTBU224230MOD","Absperrklappe DTBU MOD 230V  224","m.Motor LM230A-SR, m.Polyamidbuchse",30,1541,{"$f":"G1261*(1-VLOOKUP(F1261,Konditionen!$B:$G,6,0))","v":1541}]
["LindabSafe Formteile","DTBU","DTBU22424","Absperrklappe    DTBU  24V  224","m.Motor LM 24A-F, m.Polyamidbuchse",30,896.55,{"$f":"G1262*(1-VLOOKUP(F1262,Konditionen!$B:$G,6,0))","v":896.55}]
["LindabSafe Formteile","DTBU","DTBU22424MOD","Absperrklappe DTBU MOD  24V  224","m.Motor LM24A-SR, m.Polyamidbuchse",30,1541,{"$f":"G1263*(1-VLOOKUP(F1263,Konditionen!$B:$G,6,0))","v":1541}]
["LindabSafe Formteile","DTBU","DTBU250230","Absperrklappe    DTBU 230V   250","m.Motor LM 230A-F, m.Polyamidbuchse",30,896.55,{"$f":"G1264*(1-VLOOKUP(F1264,Konditionen!$B:$G,6,0))","v":896.55}]
["LindabSafe Formteile","DTBU","DTBU250230MOD","Absperrklappe DTBU MOD 230V  250","m.Motor LM230A-SR, m.Polyamidbuchse",30,1541,{"$f":"G1265*(1-VLOOKUP(F1265,Konditionen!$B:$G,6,0))","v":1541}]
["LindabSafe Formteile","DTBU","DTBU25024","Absperrklappe    DTBU  24V  250","m.Motor LM 24A-F, m.Polyamidbuchse",30,896.55,{"$f":"G1266*(1-VLOOKUP(F1266,Konditionen!$B:$G,6,0))","v":896.55}]
["LindabSafe Formteile","DTBU","DTBU25024MOD","Absperrklappe DTBU MOD  24V  250","m.Motor LM24A-SR, m.Polyamidbuchse",30,1541,{"$f":"G1267*(1-VLOOKUP(F1267,Konditionen!$B:$G,6,0))","v":1541}]
["LindabSafe Formteile","DTBU","DTBU280230","Absperrklappe    DTBU 230V   280","m.Motor LM 230A-F, m.Polyamidbuchse",30,953.15,{"$f":"G1268*(1-VLOOKUP(F1268,Konditionen!$B:$G,6,0))","v":953.15}]
["LindabSafe Formteile","DTBU","DTBU280230MOD","Absperrklappe DTBU MOD 230V  280","m.Motor LM230A-SR, m.Polyamidbuchse",30,1598,{"$f":"G1269*(1-VLOOKUP(F1269,Konditionen!$B:$G,6,0))","v":1598}]
["LindabSafe Formteile","DTBU","DTBU28024","Absperrklappe    DTBU  24V  280","m.Motor LM 24A-F, m.Polyamidbuchse",30,953.15,{"$f":"G1270*(1-VLOOKUP(F1270,Konditionen!$B:$G,6,0))","v":953.15}]
["LindabSafe Formteile","DTBU","DTBU28024MOD","Absperrklappe DTBU MOD  24V  280","m.Motor LM24A-SR, m.Polyamidbuchse",30,1598,{"$f":"G1271*(1-VLOOKUP(F1271,Konditionen!$B:$G,6,0))","v":1598}]
["LindabSafe Formteile","DTBU","DTBU300230","Absperrklappe    DTBU 230V   300","m.Motor LM 230A-F, m.Polyamidbuchse",30,953.15,{"$f":"G1272*(1-VLOOKUP(F1272,Konditionen!$B:$G,6,0))","v":953.15}]
["LindabSafe Formteile","DTBU","DTBU300230MOD","Absperrklappe DTBU MOD 230V  300","m.Motor LM230A-SR, m.Polyamidbuchse",30,1598,{"$f":"G1273*(1-VLOOKUP(F1273,Konditionen!$B:$G,6,0))","v":1598}]
["LindabSafe Formteile","DTBU","DTBU30024","Absperrklappe    DTBU  24V  300","m.Motor LM 24A-F, m.Polyamidbuchse",30,953.15,{"$f":"G1274*(1-VLOOKUP(F1274,Konditionen!$B:$G,6,0))","v":953.15}]
["LindabSafe Formteile","DTBU","DTBU30024MOD","Absperrklappe DTBU MOD  24V  300","m.Motor LM24A-SR, m.Polyamidbuchse",30,1598,{"$f":"G1275*(1-VLOOKUP(F1275,Konditionen!$B:$G,6,0))","v":1598}]
["LindabSafe Formteile","DTBU","DTBU315230","Absperrklappe    DTBU 230V   315","m.Motor LM 230A-F, m.Polyamidbuchse",30,953.15,{"$f":"G1276*(1-VLOOKUP(F1276,Konditionen!$B:$G,6,0))","v":953.15}]
["LindabSafe Formteile","DTBU","DTBU315230MOD","Absperrklappe DTBU MOD 230V  315","m.Motor LM230A-SR, m.Polyamidbuchse",30,1598,{"$f":"G1277*(1-VLOOKUP(F1277,Konditionen!$B:$G,6,0))","v":1598}]
["LindabSafe Formteile","DTBU","DTBU31524","Absperrklappe    DTBU  24V  315","m.Motor LM 24A-F, m.Polyamidbuchse",30,953.15,{"$f":"G1278*(1-VLOOKUP(F1278,Konditionen!$B:$G,6,0))","v":953.15}]
["LindabSafe Formteile","DTBU","DTBU31524MOD","Absperrklappe DTBU MOD  24V  315","m.Motor LM24A-SR, m.Polyamidbuchse",30,1598,{"$f":"G1279*(1-VLOOKUP(F1279,Konditionen!$B:$G,6,0))","v":1598}]
["LindabSafe Formteile","DTBU","DTBU355230","Absperrklappe    DTBU  230V  355","m.Motor NM 230A-F, m.Polyamidbuchse",30,1225,{"$f":"G1280*(1-VLOOKUP(F1280,Konditionen!$B:$G,6,0))","v":1225}]
["LindabSafe Formteile","DTBU","DTBU355230MOD","Absperrklappe DTBU MOD 230V  355","m.Motor NM230A-SR, m.Polyamidbuchse",30,2025,{"$f":"G1281*(1-VLOOKUP(F1281,Konditionen!$B:$G,6,0))","v":2025}]
["LindabSafe Formteile","DTBU","DTBU35524","Absperrklappe    DTBU  24V  355","m.Motor NM 24A-F, m.Polyamidbuchse",30,1225,{"$f":"G1282*(1-VLOOKUP(F1282,Konditionen!$B:$G,6,0))","v":1225}]
["LindabSafe Formteile","DTBU","DTBU35524MOD","Absperrklappe DTBU MOD  24V  355","m.Motor NM24A-SR, m.Polyamidbuchse",30,2025,{"$f":"G1283*(1-VLOOKUP(F1283,Konditionen!$B:$G,6,0))","v":2025}]
["LindabSafe Formteile","DTBU","DTBU400230","Absperrklappe    DTBU  230V  400","m.Motor NM 230A-F, m.Polyamidbuchse",30,1225,{"$f":"G1284*(1-VLOOKUP(F1284,Konditionen!$B:$G,6,0))","v":1225}]
["LindabSafe Formteile","DTBU","DTBU400230MOD","Absperrklappe DTBU MOD 230V  400","m.Motor NM230A-SR, m.Polyamidbuchse",30,2025,{"$f":"G1285*(1-VLOOKUP(F1285,Konditionen!$B:$G,6,0))","v":2025}]
["LindabSafe Formteile","DTBU","DTBU40024","Absperrklappe    DTBU  24V  400","m.Motor NM 24A-F, m.Polyamidbuchse",30,1225,{"$f":"G1286*(1-VLOOKUP(F1286,Konditionen!$B:$G,6,0))","v":1225}]
["LindabSafe Formteile","DTBU","DTBU40024MOD","Absperrklappe DTBU MOD  24V  400","m.Motor NM24A-SR, m.Polyamidbuchse",30,2025,{"$f":"G1287*(1-VLOOKUP(F1287,Konditionen!$B:$G,6,0))","v":2025}]
["LindabSafe Formteile","DTBU","DTBU450230","Absperrklappe    DTBU 230V   450","m.Motor NM 230A-F, m.Polyamidbuchse",30,1639,{"$f":"G1288*(1-VLOOKUP(F1288,Konditionen!$B:$G,6,0))","v":1639}]
["LindabSafe Formteile","DTBU","DTBU450230MOD","Absperrklappe DTBU MOD 230V  450","m.Motor NM230A-SR, m.Polyamidbuchse",30,2439,{"$f":"G1289*(1-VLOOKUP(F1289,Konditionen!$B:$G,6,0))","v":2439}]
["LindabSafe Formteile","DTBU","DTBU45024","Absperrklappe    DTBU  24V  450","m.Motor NM 24A-F, m.Polyamidbuchse",30,1639,{"$f":"G1290*(1-VLOOKUP(F1290,Konditionen!$B:$G,6,0))","v":1639}]
["LindabSafe Formteile","DTBU","DTBU45024MOD","Absperrklappe DTBU MOD  24V  450","m.Motor NM24A-SR, m.Polyamidbuchse",30,2439,{"$f":"G1291*(1-VLOOKUP(F1291,Konditionen!$B:$G,6,0))","v":2439}]
["LindabSafe Formteile","DTBU","DTBU500230","Absperrklappe    DTBU  230V  500","m.Motor NM 230A-F, m.Polyamidbuchse",30,1639,{"$f":"G1292*(1-VLOOKUP(F1292,Konditionen!$B:$G,6,0))","v":1639}]
["LindabSafe Formteile","DTBU","DTBU500230MOD","Absperrklappe DTBU MOD 230V  500","m.Motor NM230A-SR, m.Polyamidbuchse",30,2439,{"$f":"G1293*(1-VLOOKUP(F1293,Konditionen!$B:$G,6,0))","v":2439}]
["LindabSafe Formteile","DTBU","DTBU50024","Absperrklappe    DTBU  24V  500","m.Motor NM 24A-F, m.Polyamidbuchse",30,1639,{"$f":"G1294*(1-VLOOKUP(F1294,Konditionen!$B:$G,6,0))","v":1639}]
["LindabSafe Formteile","DTBU","DTBU50024MOD","Absperrklappe DTBU MOD  24V  500","m.Motor NM24A-SR, m.Polyamidbuchse",30,2439,{"$f":"G1295*(1-VLOOKUP(F1295,Konditionen!$B:$G,6,0))","v":2439}]
["LindabSafe Formteile","DTBU","DTBU560230","Absperrklappe    DTBU  230V  560","m.Motor SM 230A, m.Polyamidbuchse",30,1826,{"$f":"G1296*(1-VLOOKUP(F1296,Konditionen!$B:$G,6,0))","v":1826}]
["LindabSafe Formteile","DTBU","DTBU560230MOD","Absperrklappe DTBU MOD 230V  560","m.Motor SM230A-SR, m.Polyamidbuchse",30,2625,{"$f":"G1297*(1-VLOOKUP(F1297,Konditionen!$B:$G,6,0))","v":2625}]
["LindabSafe Formteile","DTBU","DTBU56024","Absperrklappe    DTBU  24V  560","m.Motor SM 24A, m.Polyamidbuchse",30,1826,{"$f":"G1298*(1-VLOOKUP(F1298,Konditionen!$B:$G,6,0))","v":1826}]
["LindabSafe Formteile","DTBU","DTBU56024MOD","Absperrklappe DTBU MOD  24V  560","m.Motor SM24A-SR, m.Polyamidbuchse",30,2625,{"$f":"G1299*(1-VLOOKUP(F1299,Konditionen!$B:$G,6,0))","v":2625}]
["LindabSafe Formteile","DTBU","DTBU600230","Absperrklappe    DTBU  230V  600","m.Motor SM 230A, m.Polyamidbuchse",30,1826,{"$f":"G1300*(1-VLOOKUP(F1300,Konditionen!$B:$G,6,0))","v":1826}]
["LindabSafe Formteile","DTBU","DTBU600230MOD","Absperrklappe DTBU MOD 230V  600","m.Motor SM230A-SR, m.Polyamidbuchse",30,2625,{"$f":"G1301*(1-VLOOKUP(F1301,Konditionen!$B:$G,6,0))","v":2625}]
["LindabSafe Formteile","DTBU","DTBU60024","Absperrklappe    DTBU  24V  600","m.Motor SM 24A, m.Polyamidbuchse",30,1826,{"$f":"G1302*(1-VLOOKUP(F1302,Konditionen!$B:$G,6,0))","v":1826}]
["LindabSafe Formteile","DTBU","DTBU60024MOD","Absperrklappe DTBU MOD  24V  600","m.Motor SM24A-SR, m.Polyamidbuchse",30,2625,{"$f":"G1303*(1-VLOOKUP(F1303,Konditionen!$B:$G,6,0))","v":2625}]
["LindabSafe Formteile","DTBU","DTBU630230","Absperrklappe    DTBU  230V  630","m.Motor SM 230A, m.Polyamidbuchse",30,1826,{"$f":"G1304*(1-VLOOKUP(F1304,Konditionen!$B:$G,6,0))","v":1826}]
["LindabSafe Formteile","DTBU","DTBU630230MOD","Absperrklappe DTBU MOD 230V  630","m.Motor SM230A-SR, m.Polyamidbuchse",30,2625,{"$f":"G1305*(1-VLOOKUP(F1305,Konditionen!$B:$G,6,0))","v":2625}]
["LindabSafe Formteile","DTBU","DTBU63024","Absperrklappe    DTBU  24V  630","m.Motor SM 24A, m.Polyamidbuchse",30,1826,{"$f":"G1306*(1-VLOOKUP(F1306,Konditionen!$B:$G,6,0))","v":1826}]
["LindabSafe Formteile","DTBU","DTBU63024MOD","Absperrklappe DTBU MOD  24V  630","m.Motor SM24A-SR, m.Polyamidbuchse",30,2625,{"$f":"G1307*(1-VLOOKUP(F1307,Konditionen!$B:$G,6,0))","v":2625}]
["LindabSafe Formteile","DTBU","DTBU8024","Absperrklappe    DTBU  24V  80","m.Motor LM 24A-F, m.Polyamidbuchse",30,811.45,{"$f":"G1308*(1-VLOOKUP(F1308,Konditionen!$B:$G,6,0))","v":811.45}]
["LindabSafe Formteile","DTBU","DTBU8024MOD","Absperrklappe DTBU MOD  24V   80","m.Motor LM24A-SR, m.Polyamidbuchse",30,1456,{"$f":"G1309*(1-VLOOKUP(F1309,Konditionen!$B:$G,6,0))","v":1456}]
["LindabSafe Formteile","DTFU","DTFU10024","Absperrklappe  schnell DTFU  100","mit Motor LMQ24A, m.Polyamidbuchse",30,1908,{"$f":"G1310*(1-VLOOKUP(F1310,Konditionen!$B:$G,6,0))","v":1908}]
["LindabSafe Formteile","DTFU","DTFU10024MOD","Absperrklappe, Modul.  DTFU  100","mit Motor LMQ24A-SR,m.Polyamidbuche",30,2112,{"$f":"G1311*(1-VLOOKUP(F1311,Konditionen!$B:$G,6,0))","v":2112}]
["LindabSafe Formteile","DTFU","DTFU11224","Absperrklappe, schnell DTFU  112","mit Motor LMQ24A, m.Polyamidbuchse",30,1925,{"$f":"G1312*(1-VLOOKUP(F1312,Konditionen!$B:$G,6,0))","v":1925}]
["LindabSafe Formteile","DTFU","DTFU11224MOD","Absperrklappe, Modul.  DTFU  112","mit Motor LMQ24A-SR,m.Polyamidbuche",30,2145,{"$f":"G1313*(1-VLOOKUP(F1313,Konditionen!$B:$G,6,0))","v":2145}]
["LindabSafe Formteile","DTFU","DTFU12524","Absperrklappe, schnell DTFU  125","mit Motor LMQ24A, m.Polyamidbuchse",30,1925,{"$f":"G1314*(1-VLOOKUP(F1314,Konditionen!$B:$G,6,0))","v":1925}]
["LindabSafe Formteile","DTFU","DTFU12524MOD","Absperrklappe, Modul.  DTFU  125","mit Motor LMQ24A-SR,m.Polyamidbuche",30,2145,{"$f":"G1315*(1-VLOOKUP(F1315,Konditionen!$B:$G,6,0))","v":2145}]
["LindabSafe Formteile","DTFU","DTFU14024","Absperrklappe, schnell DTFU  140","mit Motor LMQ24A, m.Polyamidbuchse",30,1949,{"$f":"G1316*(1-VLOOKUP(F1316,Konditionen!$B:$G,6,0))","v":1949}]
["LindabSafe Formteile","DTFU","DTFU14024MOD","Absperrklappe, Modul.  DTFU  140","mit Motor LMQ24A-SR,m.Polyamidbuche",30,2280,{"$f":"G1317*(1-VLOOKUP(F1317,Konditionen!$B:$G,6,0))","v":2280}]
["LindabSafe Formteile","DTFU","DTFU15024","Absperrklappe, schnell DTFU  150","mit Motor LMQ24A, m.Polyamidbuchse",30,1949,{"$f":"G1318*(1-VLOOKUP(F1318,Konditionen!$B:$G,6,0))","v":1949}]
["LindabSafe Formteile","DTFU","DTFU15024MOD","Absperrklappe, Modul.  DTFU  150","mit Motor LMQ24A-SR,m.Polyamidbuche",30,2280,{"$f":"G1319*(1-VLOOKUP(F1319,Konditionen!$B:$G,6,0))","v":2280}]
["LindabSafe Formteile","DTFU","DTFU16024","Absperrklappe, schnell DTFU  160","mit Motor LMQ24A, m.Polyamidbuchse",30,1949,{"$f":"G1320*(1-VLOOKUP(F1320,Konditionen!$B:$G,6,0))","v":1949}]
["LindabSafe Formteile","DTFU","DTFU16024MOD","Absperrklappe, Modul.  DTFU  160","mit Motor LMQ24A-SR,m.Polyamidbuche",30,2280,{"$f":"G1321*(1-VLOOKUP(F1321,Konditionen!$B:$G,6,0))","v":2280}]
["LindabSafe Formteile","DTFU","DTFU18024","Absperrklappe, schnell DTFU  180","mit Motor LMQ24A, m.Polyamidbuchse",30,1957,{"$f":"G1322*(1-VLOOKUP(F1322,Konditionen!$B:$G,6,0))","v":1957}]
["LindabSafe Formteile","DTFU","DTFU18024MOD","Absperrklappe, Modul.  DTFU  180","mit Motor LMQ24A-SR,m.Polyamidbuche",30,2317,{"$f":"G1323*(1-VLOOKUP(F1323,Konditionen!$B:$G,6,0))","v":2317}]
["LindabSafe Formteile","DTFU","DTFU20024","Absperrklappe, schnell DTFU  200","mit Motor LMQ24A, m.Polyamidbuchse",30,1957,{"$f":"G1324*(1-VLOOKUP(F1324,Konditionen!$B:$G,6,0))","v":1957}]
["LindabSafe Formteile","DTFU","DTFU20024MOD","Absperrklappe, Modul.  DTFU  200","mit Motor LMQ24A-SR,m.Polyamidbuche",30,2317,{"$f":"G1325*(1-VLOOKUP(F1325,Konditionen!$B:$G,6,0))","v":2317}]
["LindabSafe Formteile","DTFU","DTFU22424","Absperrklappe, schnell DTFU  224","mit Motor LMQ24A, m.Polyamidbuchse",30,1990,{"$f":"G1326*(1-VLOOKUP(F1326,Konditionen!$B:$G,6,0))","v":1990}]
["LindabSafe Formteile","DTFU","DTFU22424MOD","Absperrklappe, Modul.  DTFU  224","mit Motor LMQ24A-SR,m.Polyamidbuche",30,2387,{"$f":"G1327*(1-VLOOKUP(F1327,Konditionen!$B:$G,6,0))","v":2387}]
["LindabSafe Formteile","DTFU","DTFU25024","Absperrklappe, schnell DTFU  250","mit Motor LMQ24A, m.Polyamidbuchse",30,1990,{"$f":"G1328*(1-VLOOKUP(F1328,Konditionen!$B:$G,6,0))","v":1990}]
["LindabSafe Formteile","DTFU","DTFU25024MOD","Absperrklappe, Modul.  DTFU  250","mit Motor LMQ24A-SR,m.Polyamidbuche",30,2387,{"$f":"G1329*(1-VLOOKUP(F1329,Konditionen!$B:$G,6,0))","v":2387}]
["LindabSafe Formteile","DTH1U","DTH1U100","Absperrklappe oh. Mot. DTH1U   100","mit Konsole für LM-Motor",30,227.9,{"$f":"G1330*(1-VLOOKUP(F1330,Konditionen!$B:$G,6,0))","v":227.9}]
["LindabSafe Formteile","DTH1U","DTH1U125","Absperrklappe oh. Mot. DTH1U   125","mit Konsole für LM-Motor",30,235.25,{"$f":"G1331*(1-VLOOKUP(F1331,Konditionen!$B:$G,6,0))","v":235.25}]
["LindabSafe Formteile","DTH1U","DTH1U150","Absperrklappe oh. Mot. DTH1U   150","mit Konsole für LM-Motor",30,246.35,{"$f":"G1332*(1-VLOOKUP(F1332,Konditionen!$B:$G,6,0))","v":246.35}]
["LindabSafe Formteile","DTH1U","DTH1U160","Absperrklappe oh. Mot. DTH1U   160","mit Konsole für LM-Motor",30,246.35,{"$f":"G1333*(1-VLOOKUP(F1333,Konditionen!$B:$G,6,0))","v":246.35}]
["LindabSafe Formteile","DTH1U","DTH1U180","Absperrklappe oh. Mot. DTH1U   180","mit Konsole für LM-Motor",30,264.89999999999998,{"$f":"G1334*(1-VLOOKUP(F1334,Konditionen!$B:$G,6,0))","v":264.89999999999998}]
["LindabSafe Formteile","DTH1U","DTH1U200","Absperrklappe oh. Mot. DTH1U   200","mit Konsole für LM-Motor",30,264.89999999999998,{"$f":"G1335*(1-VLOOKUP(F1335,Konditionen!$B:$G,6,0))","v":264.89999999999998}]
["LindabSafe Formteile","DTH1U","DTH1U250","Absperrklappe oh. Mot. DTH1U   250","mit Konsole für LM-Motor",30,293.25,{"$f":"G1336*(1-VLOOKUP(F1336,Konditionen!$B:$G,6,0))","v":293.25}]
["LindabSafe Formteile","DTH1U","DTH1U315","Absperrklappe oh. Mot. DTH1U   315","mit Konsole für LM-Motor",30,327.9,{"$f":"G1337*(1-VLOOKUP(F1337,Konditionen!$B:$G,6,0))","v":327.9}]
["LindabSafe Formteile","DTH2U","DTH2U100","Absperrklappe oh. Mot. DTH2U   100","m. flacher Konsole für CM-F u. LM-F",30,227.9,{"$f":"G1338*(1-VLOOKUP(F1338,Konditionen!$B:$G,6,0))","v":227.9}]
["LindabSafe Formteile","DTH2U","DTH2U125","Absperrklappe oh. Mot. DTH2U   125","m. flacher Konsole für CM-F u. LM-F",30,235.25,{"$f":"G1339*(1-VLOOKUP(F1339,Konditionen!$B:$G,6,0))","v":235.25}]
["LindabSafe Formteile","DTH2U","DTH2U150","Absperrklappe oh. Mot. DTH2U   150","m. flacher Konsole für CM-F u. LM-F",30,246.35,{"$f":"G1340*(1-VLOOKUP(F1340,Konditionen!$B:$G,6,0))","v":246.35}]
["LindabSafe Formteile","DTH2U","DTH2U160","Absperrklappe oh. Mot. DTH2U   160","m. flacher Konsole für CM-F u. LM-F",30,246.35,{"$f":"G1341*(1-VLOOKUP(F1341,Konditionen!$B:$G,6,0))","v":246.35}]
["LindabSafe Formteile","DTH2U","DTH2U200","Absperrklappe oh. Mot. DTH2U   200","m. flacher Konsole für LM..F-Motor",30,264.89999999999998,{"$f":"G1342*(1-VLOOKUP(F1342,Konditionen!$B:$G,6,0))","v":264.89999999999998}]
["LindabSafe Formteile","DTH2U","DTH2U250","Absperrklappe oh. Mot. DTH2U   250","m. flacher Konsole für LM..F-Motor",30,293.25,{"$f":"G1343*(1-VLOOKUP(F1343,Konditionen!$B:$G,6,0))","v":293.25}]
["LindabSafe Formteile","DTH2U","DTH2U315","Absperrklappe oh. Mot. DTH2U   315","m. flacher Konsole für LM..F-Motor",30,327.9,{"$f":"G1344*(1-VLOOKUP(F1344,Konditionen!$B:$G,6,0))","v":327.9}]
["LindabSafe Formteile","DTHU","DTHU100","Absperrklappe oh. Mot. DTHU  100","m.Konsole für LM/NM/LF/TF Motor",30,188.1,{"$f":"G1345*(1-VLOOKUP(F1345,Konditionen!$B:$G,6,0))","v":188.1}]
["LindabSafe Formteile","DTHU","DTHU112","Absperrklappe oh. Mot. DTHU  112","m.Konsole für LM/NM/AM/LF/AF Motor",30,193.25,{"$f":"G1346*(1-VLOOKUP(F1346,Konditionen!$B:$G,6,0))","v":193.25}]
["LindabSafe Formteile","DTHU","DTHU125","Absperrklappe oh. Mot. DTHU  125","m.Konsole für LM/NM/LF/TF Motor",30,193.25,{"$f":"G1347*(1-VLOOKUP(F1347,Konditionen!$B:$G,6,0))","v":193.25}]
["LindabSafe Formteile","DTHU","DTHU140","Absperrklappe oh. Mot. DTHU  140","m.Konsole für LM/NM/LF/TF Motor",30,213.8,{"$f":"G1348*(1-VLOOKUP(F1348,Konditionen!$B:$G,6,0))","v":213.8}]
["LindabSafe Formteile","DTHU","DTHU150","Absperrklappe oh. Mot. DTHU  150","m.Konsole für LM/NM/LF/TF Motor",30,213.8,{"$f":"G1349*(1-VLOOKUP(F1349,Konditionen!$B:$G,6,0))","v":213.8}]
["LindabSafe Formteile","DTHU","DTHU160","Absperrklappe oh. Mot. DTHU  160","m.Konsole für LM/NM/LF/TF Motor",30,213.8,{"$f":"G1350*(1-VLOOKUP(F1350,Konditionen!$B:$G,6,0))","v":213.8}]
["LindabSafe Formteile","DTHU","DTHU180","Absperrklappe oh. Mot. DTHU  180","m.Konsole für LM/NM/LF/TF Motor",30,216.15,{"$f":"G1351*(1-VLOOKUP(F1351,Konditionen!$B:$G,6,0))","v":216.15}]
["LindabSafe Formteile","DTHU","DTHU200","Absperrklappe oh. Mot. DTHU  200","m.Konsole für LM/NM/LF/TF Motor",30,216.15,{"$f":"G1352*(1-VLOOKUP(F1352,Konditionen!$B:$G,6,0))","v":216.15}]
["LindabSafe Formteile","DTHU","DTHU224","Absperrklappe oh. Mot. DTHU  224","m.Konsole für LM/NM/LF/TF Motor",30,247.25,{"$f":"G1353*(1-VLOOKUP(F1353,Konditionen!$B:$G,6,0))","v":247.25}]
["LindabSafe Formteile","DTHU","DTHU250","Absperrklappe oh. Mot. DTHU  250","m.Konsole für LM/NM/LF/TF Motor",30,247.25,{"$f":"G1354*(1-VLOOKUP(F1354,Konditionen!$B:$G,6,0))","v":247.25}]
["LindabSafe Formteile","DTHU","DTHU280","Absperrklappe oh. Mot. DTHU  280","m.Konsole für LM/NM/LF/TF Motor",30,307.14999999999998,{"$f":"G1355*(1-VLOOKUP(F1355,Konditionen!$B:$G,6,0))","v":307.14999999999998}]
["LindabSafe Formteile","DTHU","DTHU300","Absperrklappe oh. Mot. DTHU  300","m.Konsole für LM/NM/LF/TF Motor",30,307.14999999999998,{"$f":"G1356*(1-VLOOKUP(F1356,Konditionen!$B:$G,6,0))","v":307.14999999999998}]
["LindabSafe Formteile","DTHU","DTHU315","Absperrklappe oh. Mot. DTHU  315","m.Konsole für LM/NM/LF/TF Motor",30,307.14999999999998,{"$f":"G1357*(1-VLOOKUP(F1357,Konditionen!$B:$G,6,0))","v":307.14999999999998}]
["LindabSafe Formteile","DTHU","DTHU355","Absperrklappe oh. Mot. DTHU  355","m.Konsole für LM/NM/LF/TF Motor",30,462.85,{"$f":"G1358*(1-VLOOKUP(F1358,Konditionen!$B:$G,6,0))","v":462.85}]
["LindabSafe Formteile","DTHU","DTHU400","Absperrklappe oh. Mot. DTHU  400","m.Konsole für LM/NM/LF/TF Motor",30,523.6,{"$f":"G1359*(1-VLOOKUP(F1359,Konditionen!$B:$G,6,0))","v":523.6}]
["LindabSafe Formteile","DTHU","DTHU450","Absperrklappe oh. Mot. DTHU  450","m.Konsole für LM/NM/LF/TF Motor",30,562.04999999999995,{"$f":"G1360*(1-VLOOKUP(F1360,Konditionen!$B:$G,6,0))","v":562.04999999999995}]
["LindabSafe Formteile","DTHU","DTHU500","Absperrklappe oh. Mot. DTHU  500","m.Konsole für LM/NM/LF/TF Motor",30,601.65,{"$f":"G1361*(1-VLOOKUP(F1361,Konditionen!$B:$G,6,0))","v":601.65}]
["LindabSafe Formteile","DTHU","DTHU560","Absperrklappe oh. Mot. DTHU  560","m.Konsole für LM/NM/LF/TF Motor",30,785.05,{"$f":"G1362*(1-VLOOKUP(F1362,Konditionen!$B:$G,6,0))","v":785.05}]
["LindabSafe Formteile","DTHU","DTHU600","Absperrklappe oh. Mot. DTHU  600","m.Konsole für LM/NM/LF/TF Motor",30,785.05,{"$f":"G1363*(1-VLOOKUP(F1363,Konditionen!$B:$G,6,0))","v":785.05}]
["LindabSafe Formteile","DTHU","DTHU630","Absperrklappe oh. Mot. DTHU  630","m.Konsole für LM/NM/LF/TF Motor",30,785.05,{"$f":"G1364*(1-VLOOKUP(F1364,Konditionen!$B:$G,6,0))","v":785.05}]
["LindabSafe Formteile","DTMU","DTMU100","Absperrklappe    DTMU        100","mit Handgriff",30,187.15,{"$f":"G1365*(1-VLOOKUP(F1365,Konditionen!$B:$G,6,0))","v":187.15}]
["LindabSafe Formteile","DTMU","DTMU112","Absperrklappe    DTMU        112","mit Handgriff",30,193.25,{"$f":"G1366*(1-VLOOKUP(F1366,Konditionen!$B:$G,6,0))","v":193.25}]
["LindabSafe Formteile","DTMU","DTMU125","Absperrklappe    DTMU        125","mit Handgriff",30,193.25,{"$f":"G1367*(1-VLOOKUP(F1367,Konditionen!$B:$G,6,0))","v":193.25}]
["LindabSafe Formteile","DTMU","DTMU140","Absperrklappe    DTMU        140","mit Handgriff",30,215.2,{"$f":"G1368*(1-VLOOKUP(F1368,Konditionen!$B:$G,6,0))","v":215.2}]
["LindabSafe Formteile","DTMU","DTMU150","Absperrklappe    DTMU        150","mit Handgriff",30,215.2,{"$f":"G1369*(1-VLOOKUP(F1369,Konditionen!$B:$G,6,0))","v":215.2}]
["LindabSafe Formteile","DTMU","DTMU160","Absperrklappe    DTMU        160","mit Handgriff",30,215.2,{"$f":"G1370*(1-VLOOKUP(F1370,Konditionen!$B:$G,6,0))","v":215.2}]
["LindabSafe Formteile","DTMU","DTMU180","Absperrklappe    DTMU        180","mit Handgriff",30,216.15,{"$f":"G1371*(1-VLOOKUP(F1371,Konditionen!$B:$G,6,0))","v":216.15}]
["LindabSafe Formteile","DTMU","DTMU200","Absperrklappe    DTMU        200","mit Handgriff",30,216.15,{"$f":"G1372*(1-VLOOKUP(F1372,Konditionen!$B:$G,6,0))","v":216.15}]
["LindabSafe Formteile","DTMU","DTMU224","Absperrklappe    DTMU        224","mit Handgriff",30,255.8,{"$f":"G1373*(1-VLOOKUP(F1373,Konditionen!$B:$G,6,0))","v":255.8}]
["LindabSafe Formteile","DTMU","DTMU250","Absperrklappe    DTMU        250","mit Handgriff",30,255.8,{"$f":"G1374*(1-VLOOKUP(F1374,Konditionen!$B:$G,6,0))","v":255.8}]
["LindabSafe Formteile","DTMU","DTMU280","Absperrklappe    DTMU        280","mit Handgriff",30,321.39999999999998,{"$f":"G1375*(1-VLOOKUP(F1375,Konditionen!$B:$G,6,0))","v":321.39999999999998}]
["LindabSafe Formteile","DTMU","DTMU300","Absperrklappe    DTMU        300","mit Handgriff",30,321.39999999999998,{"$f":"G1376*(1-VLOOKUP(F1376,Konditionen!$B:$G,6,0))","v":321.39999999999998}]
["LindabSafe Formteile","DTMU","DTMU315","Absperrklappe    DTMU          315","mit Handgriff",30,321.39999999999998,{"$f":"G1377*(1-VLOOKUP(F1377,Konditionen!$B:$G,6,0))","v":321.39999999999998}]
["LindabSafe Formteile","DTMU","DTMU355","Absperrklappe    DTMU        355","mit Handgriff",30,461.35,{"$f":"G1378*(1-VLOOKUP(F1378,Konditionen!$B:$G,6,0))","v":461.35}]
["LindabSafe Formteile","DTMU","DTMU400","Absperrklappe    DTMU          400","mit Handgriff",30,522.54999999999995,{"$f":"G1379*(1-VLOOKUP(F1379,Konditionen!$B:$G,6,0))","v":522.54999999999995}]
["LindabSafe Formteile","DTMU","DTMU450","Absperrklappe    DTMU        450","mit Handgriff",30,560.75,{"$f":"G1380*(1-VLOOKUP(F1380,Konditionen!$B:$G,6,0))","v":560.75}]
["LindabSafe Formteile","DTMU","DTMU500","Absperrklappe    DTMU        500","mit Handgriff",30,601.5,{"$f":"G1381*(1-VLOOKUP(F1381,Konditionen!$B:$G,6,0))","v":601.5}]
["LindabSafe Formteile","DTMU","DTMU560","Absperrklappe    DTMU        560","mit Handgriff",30,786.45,{"$f":"G1382*(1-VLOOKUP(F1382,Konditionen!$B:$G,6,0))","v":786.45}]
["LindabSafe Formteile","DTMU","DTMU600","Absperrklappe    DTMU        600","mit Handgriff",30,786.45,{"$f":"G1383*(1-VLOOKUP(F1383,Konditionen!$B:$G,6,0))","v":786.45}]
["LindabSafe Formteile","DTMU","DTMU630","Absperrklappe    DTMU        630","mit Handgriff",30,786.45,{"$f":"G1384*(1-VLOOKUP(F1384,Konditionen!$B:$G,6,0))","v":786.45}]
["LindabSafe Formteile","DTMU","DTMU80","Absperrklappe    DTMU         80","mit Handgriff, DIN EN 1751 DHKL 4",30,187.15,{"$f":"G1385*(1-VLOOKUP(F1385,Konditionen!$B:$G,6,0))","v":187.15}]
["LindabSafe Formteile","DTU","DTU100","Absperrklappe    DTU         100","DIN EN 1751 Dichtheitsklasse 4",30,160.19999999999999,{"$f":"G1386*(1-VLOOKUP(F1386,Konditionen!$B:$G,6,0))","v":160.19999999999999}]
["LindabSafe Formteile","DTU","DTU112","Absperrklappe    DTU         112","DIN EN 1751 Dichtheitsklasse 4",30,177.75,{"$f":"G1387*(1-VLOOKUP(F1387,Konditionen!$B:$G,6,0))","v":177.75}]
["LindabSafe Formteile","DTU","DTU125","Absperrklappe    DTU         125","DIN EN 1751 Dichtheitsklasse 4",30,177.75,{"$f":"G1388*(1-VLOOKUP(F1388,Konditionen!$B:$G,6,0))","v":177.75}]
["LindabSafe Formteile","DTU","DTU140","Absperrklappe    DTU         140","DIN EN 1751 Dichtheitsklasse 4",30,187.95,{"$f":"G1389*(1-VLOOKUP(F1389,Konditionen!$B:$G,6,0))","v":187.95}]
["LindabSafe Formteile","DTU","DTU150","Absperrklappe    DTU         150","DIN EN 1751 Dichtheitsklasse 4",30,187.95,{"$f":"G1390*(1-VLOOKUP(F1390,Konditionen!$B:$G,6,0))","v":187.95}]
["LindabSafe Formteile","DTU","DTU160","Absperrklappe    DTU         160","DIN EN 1751 Dichtheitsklasse 4",30,187.95,{"$f":"G1391*(1-VLOOKUP(F1391,Konditionen!$B:$G,6,0))","v":187.95}]
["LindabSafe Formteile","DTU","DTU180","Absperrklappe    DTU         180","DIN EN 1751 Dichtheitsklasse 4",30,204.8,{"$f":"G1392*(1-VLOOKUP(F1392,Konditionen!$B:$G,6,0))","v":204.8}]
["LindabSafe Formteile","DTU","DTU200","Absperrklappe    DTU         200","DIN EN 1751 Dichtheitsklasse 4",30,204.8,{"$f":"G1393*(1-VLOOKUP(F1393,Konditionen!$B:$G,6,0))","v":204.8}]
["LindabSafe Formteile","DTU","DTU224","Absperrklappe    DTU         224","DIN EN 1751 Dichtheitsklasse 4",30,241,{"$f":"G1394*(1-VLOOKUP(F1394,Konditionen!$B:$G,6,0))","v":241}]
["LindabSafe Formteile","DTU","DTU250","Absperrklappe    DTU         250","DIN EN 1751 Dichtheitsklasse 4",30,241,{"$f":"G1395*(1-VLOOKUP(F1395,Konditionen!$B:$G,6,0))","v":241}]
["LindabSafe Formteile","DTU","DTU280","Absperrklappe    DTU         280","DIN EN 1751 Dichtheitsklasse 4",30,297.8,{"$f":"G1396*(1-VLOOKUP(F1396,Konditionen!$B:$G,6,0))","v":297.8}]
["LindabSafe Formteile","DTU","DTU300","Absperrklappe    DTU         300","DIN EN 1751 Dichtheitsklasse 4",30,297.8,{"$f":"G1397*(1-VLOOKUP(F1397,Konditionen!$B:$G,6,0))","v":297.8}]
["LindabSafe Formteile","DTU","DTU315","Absperrklappe    DTU         315","DIN EN 1751 Dichtheitsklasse 4",30,297.8,{"$f":"G1398*(1-VLOOKUP(F1398,Konditionen!$B:$G,6,0))","v":297.8}]
["LindabSafe Formteile","DTU","DTU355","Absperrklappe    DTU         355","DIN EN 1751 Dichtheitsklasse 4",30,405.9,{"$f":"G1399*(1-VLOOKUP(F1399,Konditionen!$B:$G,6,0))","v":405.9}]
["LindabSafe Formteile","DTU","DTU400","Absperrklappe    DTU         400","DIN EN 1751 Dichtheitsklasse 4",30,405.9,{"$f":"G1400*(1-VLOOKUP(F1400,Konditionen!$B:$G,6,0))","v":405.9}]
["LindabSafe Formteile","DTU","DTU450","Absperrklappe    DTU         450","DIN EN 1751 Dichtheitsklasse 4",30,546.95000000000005,{"$f":"G1401*(1-VLOOKUP(F1401,Konditionen!$B:$G,6,0))","v":546.95000000000005}]
["LindabSafe Formteile","DTU","DTU500","Absperrklappe    DTU         500","DIN EN 1751 Dichtheitsklasse 4",30,546.95000000000005,{"$f":"G1402*(1-VLOOKUP(F1402,Konditionen!$B:$G,6,0))","v":546.95000000000005}]
["LindabSafe Formteile","DTU","DTU560","Absperrklappe    DTU         560","DIN EN 1751 Dichtheitsklasse 4",30,709,{"$f":"G1403*(1-VLOOKUP(F1403,Konditionen!$B:$G,6,0))","v":709}]
["LindabSafe Formteile","DTU","DTU600","Absperrklappe    DTU         600","DIN EN 1751 Dichtheitsklasse 4",30,724.15,{"$f":"G1404*(1-VLOOKUP(F1404,Konditionen!$B:$G,6,0))","v":724.15}]
["LindabSafe Formteile","DTU","DTU630","Absperrklappe    DTU         630","DIN EN 1751 Dichtheitsklasse 4",30,724.15,{"$f":"G1405*(1-VLOOKUP(F1405,Konditionen!$B:$G,6,0))","v":724.15}]
["LindabSafe Formteile","DTU","DTU80","Absperrklappe    DTU          80","DIN EN 1751 Dichtheitsklasse 4",30,160.19999999999999,{"$f":"G1406*(1-VLOOKUP(F1406,Konditionen!$B:$G,6,0))","v":160.19999999999999}]
["LindabSafe Formteile","EPF","EPF100","Enddeckel        EPF           100","",30,15.15,{"$f":"G1407*(1-VLOOKUP(F1407,Konditionen!$B:$G,6,0))","v":15.15}]
["LindabSafe Formteile","EPF","EPF1000","Enddeckel        EPF           1000","",30,301.2,{"$f":"G1408*(1-VLOOKUP(F1408,Konditionen!$B:$G,6,0))","v":301.2}]
["LindabSafe Formteile","EPF","EPF112","Enddeckel        EPF           112","",30,16.25,{"$f":"G1409*(1-VLOOKUP(F1409,Konditionen!$B:$G,6,0))","v":16.25}]
["LindabSafe Formteile","EPF","EPF1120","Enddeckel        EPF           1120","",30,359.1,{"$f":"G1410*(1-VLOOKUP(F1410,Konditionen!$B:$G,6,0))","v":359.1}]
["LindabSafe Formteile","EPF","EPF125","Enddeckel        EPF           125","",30,16.25,{"$f":"G1411*(1-VLOOKUP(F1411,Konditionen!$B:$G,6,0))","v":16.25}]
["LindabSafe Formteile","EPF","EPF1250","Enddeckel        EPF           1250","",30,447.25,{"$f":"G1412*(1-VLOOKUP(F1412,Konditionen!$B:$G,6,0))","v":447.25}]
["LindabSafe Formteile","EPF","EPF140","Enddeckel        EPF           140","",30,19.05,{"$f":"G1413*(1-VLOOKUP(F1413,Konditionen!$B:$G,6,0))","v":19.05}]
["LindabSafe Formteile","EPF","EPF150","Enddeckel        EPF           150","",30,19.05,{"$f":"G1414*(1-VLOOKUP(F1414,Konditionen!$B:$G,6,0))","v":19.05}]
["LindabSafe Formteile","EPF","EPF160","Enddeckel        EPF           160","",30,19.05,{"$f":"G1415*(1-VLOOKUP(F1415,Konditionen!$B:$G,6,0))","v":19.05}]
["LindabSafe Formteile","EPF","EPF180","Enddeckel        EPF           180","",30,20.3,{"$f":"G1416*(1-VLOOKUP(F1416,Konditionen!$B:$G,6,0))","v":20.3}]
["LindabSafe Formteile","EPF","EPF200","Enddeckel        EPF           200","",30,20.3,{"$f":"G1417*(1-VLOOKUP(F1417,Konditionen!$B:$G,6,0))","v":20.3}]
["LindabSafe Formteile","EPF","EPF224","Enddeckel        EPF           224","",30,25.55,{"$f":"G1418*(1-VLOOKUP(F1418,Konditionen!$B:$G,6,0))","v":25.55}]
["LindabSafe Formteile","EPF","EPF250","Enddeckel        EPF           250","",30,25.55,{"$f":"G1419*(1-VLOOKUP(F1419,Konditionen!$B:$G,6,0))","v":25.55}]
["LindabSafe Formteile","EPF","EPF280","Enddeckel        EPF           280","",30,37.299999999999997,{"$f":"G1420*(1-VLOOKUP(F1420,Konditionen!$B:$G,6,0))","v":37.299999999999997}]
["LindabSafe Formteile","EPF","EPF300","Enddeckel        EPF           300","",30,37.299999999999997,{"$f":"G1421*(1-VLOOKUP(F1421,Konditionen!$B:$G,6,0))","v":37.299999999999997}]
["LindabSafe Formteile","EPF","EPF315","Enddeckel        EPF           315","",30,38.549999999999997,{"$f":"G1422*(1-VLOOKUP(F1422,Konditionen!$B:$G,6,0))","v":38.549999999999997}]
["LindabSafe Formteile","EPF","EPF355","Enddeckel        EPF           355","",30,44.05,{"$f":"G1423*(1-VLOOKUP(F1423,Konditionen!$B:$G,6,0))","v":44.05}]
["LindabSafe Formteile","EPF","EPF400","Enddeckel        EPF           400","",30,49.85,{"$f":"G1424*(1-VLOOKUP(F1424,Konditionen!$B:$G,6,0))","v":49.85}]
["LindabSafe Formteile","EPF","EPF450","Enddeckel        EPF           450","",30,60.35,{"$f":"G1425*(1-VLOOKUP(F1425,Konditionen!$B:$G,6,0))","v":60.35}]
["LindabSafe Formteile","EPF","EPF500","Enddeckel        EPF           500","",30,69.099999999999994,{"$f":"G1426*(1-VLOOKUP(F1426,Konditionen!$B:$G,6,0))","v":69.099999999999994}]
["LindabSafe Formteile","EPF","EPF560","Enddeckel        EPF           560","",30,79.55,{"$f":"G1427*(1-VLOOKUP(F1427,Konditionen!$B:$G,6,0))","v":79.55}]
["LindabSafe Formteile","EPF","EPF600","Enddeckel        EPF           600","",30,106.85,{"$f":"G1428*(1-VLOOKUP(F1428,Konditionen!$B:$G,6,0))","v":106.85}]
["LindabSafe Formteile","EPF","EPF63","Enddeckel        EPF           63","",30,12,{"$f":"G1429*(1-VLOOKUP(F1429,Konditionen!$B:$G,6,0))","v":12}]
["LindabSafe Formteile","EPF","EPF630","Enddeckel        EPF           630","",30,123.75,{"$f":"G1430*(1-VLOOKUP(F1430,Konditionen!$B:$G,6,0))","v":123.75}]
["LindabSafe Formteile","EPF","EPF71","Enddeckel        EPF           71","",30,12,{"$f":"G1431*(1-VLOOKUP(F1431,Konditionen!$B:$G,6,0))","v":12}]
["LindabSafe Formteile","EPF","EPF710","Enddeckel        EPF           710","",30,164.75,{"$f":"G1432*(1-VLOOKUP(F1432,Konditionen!$B:$G,6,0))","v":164.75}]
["LindabSafe Formteile","EPF","EPF80","Enddeckel        EPF           80","",30,12,{"$f":"G1433*(1-VLOOKUP(F1433,Konditionen!$B:$G,6,0))","v":12}]
["LindabSafe Formteile","EPF","EPF800","Enddeckel        EPF           800","",30,199.15,{"$f":"G1434*(1-VLOOKUP(F1434,Konditionen!$B:$G,6,0))","v":199.15}]
["LindabSafe Formteile","EPF","EPF90","Enddeckel        EPF           90","",30,13.65,{"$f":"G1435*(1-VLOOKUP(F1435,Konditionen!$B:$G,6,0))","v":13.65}]
["LindabSafe Formteile","EPF","EPF900","Enddeckel        EPF           900","",30,247.6,{"$f":"G1436*(1-VLOOKUP(F1436,Konditionen!$B:$G,6,0))","v":247.6}]
["LindabSafe Formteile","EPFAS-1","EPFAS-1100","Enddeckel  EPF AS - 1      100","mit Wasserablaufstutzen 1/2\"",30,160.19999999999999,{"$f":"G1437*(1-VLOOKUP(F1437,Konditionen!$B:$G,6,0))","v":160.19999999999999}]
["LindabSafe Formteile","EPFAS-1","EPFAS-1125","Enddeckel  EPF AS - 1     125","mit Wasserablaufstutzen 1/2\"",30,163.35,{"$f":"G1438*(1-VLOOKUP(F1438,Konditionen!$B:$G,6,0))","v":163.35}]
["LindabSafe Formteile","EPFAS-1","EPFAS-1140","Enddeckel  EPF AS - 1     140","mit Wasserablaufstutzen 1/2\"",30,177.45,{"$f":"G1439*(1-VLOOKUP(F1439,Konditionen!$B:$G,6,0))","v":177.45}]
["LindabSafe Formteile","EPFAS-1","EPFAS-1150","Enddeckel  EPF AS - 1      150","mit Wasserablaufstutzen 1/2\"",30,177.45,{"$f":"G1440*(1-VLOOKUP(F1440,Konditionen!$B:$G,6,0))","v":177.45}]
["LindabSafe Formteile","EPFAS-1","EPFAS-1160","Enddeckel  EPF AS - 1     160","mit Wasserablaufstutzen 1/2\"",30,177.45,{"$f":"G1441*(1-VLOOKUP(F1441,Konditionen!$B:$G,6,0))","v":177.45}]
["LindabSafe Formteile","EPFAS-1","EPFAS-1180","Enddeckel  EPF AS - 1     180","mit Wasserablaufstutzen 1/2\"",30,177.75,{"$f":"G1442*(1-VLOOKUP(F1442,Konditionen!$B:$G,6,0))","v":177.75}]
["LindabSafe Formteile","EPFAS-1","EPFAS-1200","Enddeckel  EPF AS - 1     200","mit Wasserablaufstutzen 1/2\"",30,177.75,{"$f":"G1443*(1-VLOOKUP(F1443,Konditionen!$B:$G,6,0))","v":177.75}]
["LindabSafe Formteile","EPFAS-1","EPFAS-1250","Enddeckel  EPF AS - 1     250","mit Wasserablaufstutzen 1/2\"",30,186.3,{"$f":"G1444*(1-VLOOKUP(F1444,Konditionen!$B:$G,6,0))","v":186.3}]
["LindabSafe Formteile","EPFAS-1","EPFAS-1280","Enddeckel  EPF AS - 1     280","mit Wasserablaufstutzen 1/2\"",30,199.05,{"$f":"G1445*(1-VLOOKUP(F1445,Konditionen!$B:$G,6,0))","v":199.05}]
["LindabSafe Formteile","EPFAS-1","EPFAS-1300","Enddeckel  EPF AS - 1     300","mit Wasserablaufstutzen 1/2\"",30,199.05,{"$f":"G1446*(1-VLOOKUP(F1446,Konditionen!$B:$G,6,0))","v":199.05}]
["LindabSafe Formteile","EPFAS-1","EPFAS-1315","Enddeckel  EPF AS - 1     315","mit Wasserablaufstutzen 1/2\"",30,199.05,{"$f":"G1447*(1-VLOOKUP(F1447,Konditionen!$B:$G,6,0))","v":199.05}]
["LindabSafe Formteile","EPFAS-1","EPFAS-1355","Enddeckel  EPF AS - 1     355","mit Wasserablaufstutzen 1/2\"",30,224.4,{"$f":"G1448*(1-VLOOKUP(F1448,Konditionen!$B:$G,6,0))","v":224.4}]
["LindabSafe Formteile","EPFAS-1","EPFAS-1400","Enddeckel  EPF AS - 1     400","mit Wasserablaufstutzen 1/2\"",30,224.4,{"$f":"G1449*(1-VLOOKUP(F1449,Konditionen!$B:$G,6,0))","v":224.4}]
["LindabSafe Formteile","EPFAS-1","EPFAS-1450","Enddeckel  EPF AS - 1     450","mit Wasserablaufstutzen 1/2\"",30,257.7,{"$f":"G1450*(1-VLOOKUP(F1450,Konditionen!$B:$G,6,0))","v":257.7}]
["LindabSafe Formteile","EPFAS-1","EPFAS-1500","Enddeckel  EPF AS - 1    500","mit Wasserablaufstutzen 1/2\"",30,269.3,{"$f":"G1451*(1-VLOOKUP(F1451,Konditionen!$B:$G,6,0))","v":269.3}]
["LindabSafe Formteile","EPFAS-1","EPFAS-1560","Enddeckel  EPF AS - 1    560","mit Wasserablaufstutzen 1/2\"",30,277.85000000000002,{"$f":"G1452*(1-VLOOKUP(F1452,Konditionen!$B:$G,6,0))","v":277.85000000000002}]
["LindabSafe Formteile","EPFAS-1","EPFAS1-80","Enddeckel  EPF AS - 1    80","mit Wasserablaufstutzen 1/2\"",30,160.19999999999999,{"$f":"G1453*(1-VLOOKUP(F1453,Konditionen!$B:$G,6,0))","v":160.19999999999999}]
["LindabSafe Formteile","EPFH","EPFH100","Enddeckel        EPFH          100","",30,32.049999999999997,{"$f":"G1454*(1-VLOOKUP(F1454,Konditionen!$B:$G,6,0))","v":32.049999999999997}]
["LindabSafe Formteile","EPFH","EPFH1000","Enddeckel        EPFH          1000","",30,305.25,{"$f":"G1455*(1-VLOOKUP(F1455,Konditionen!$B:$G,6,0))","v":305.25}]
["LindabSafe Formteile","EPFH","EPFH112","Enddeckel        EPFH          112","",30,34.4,{"$f":"G1456*(1-VLOOKUP(F1456,Konditionen!$B:$G,6,0))","v":34.4}]
["LindabSafe Formteile","EPFH","EPFH1120","Enddeckel        EPFH          1120","",30,366.8,{"$f":"G1457*(1-VLOOKUP(F1457,Konditionen!$B:$G,6,0))","v":366.8}]
["LindabSafe Formteile","EPFH","EPFH125","Enddeckel        EPFH          125","",30,34.4,{"$f":"G1458*(1-VLOOKUP(F1458,Konditionen!$B:$G,6,0))","v":34.4}]
["LindabSafe Formteile","EPFH","EPFH1250","Enddeckel        EPFH          1250","",30,431.1,{"$f":"G1459*(1-VLOOKUP(F1459,Konditionen!$B:$G,6,0))","v":431.1}]
["LindabSafe Formteile","EPFH","EPFH140","Enddeckel        EPFH          140","",30,38.700000000000003,{"$f":"G1460*(1-VLOOKUP(F1460,Konditionen!$B:$G,6,0))","v":38.700000000000003}]
["LindabSafe Formteile","EPFH","EPFH150","Enddeckel        EPFH          150","",30,38.700000000000003,{"$f":"G1461*(1-VLOOKUP(F1461,Konditionen!$B:$G,6,0))","v":38.700000000000003}]
["LindabSafe Formteile","EPFH","EPFH160","Enddeckel        EPFH          160","",30,38.700000000000003,{"$f":"G1462*(1-VLOOKUP(F1462,Konditionen!$B:$G,6,0))","v":38.700000000000003}]
["LindabSafe Formteile","EPFH","EPFH180","Enddeckel        EPFH          180","",30,41.1,{"$f":"G1463*(1-VLOOKUP(F1463,Konditionen!$B:$G,6,0))","v":41.1}]
["LindabSafe Formteile","EPFH","EPFH200","Enddeckel        EPFH          200","",30,41.1,{"$f":"G1464*(1-VLOOKUP(F1464,Konditionen!$B:$G,6,0))","v":41.1}]
["LindabSafe Formteile","EPFH","EPFH224","Enddeckel        EPFH          224","",30,66.3,{"$f":"G1465*(1-VLOOKUP(F1465,Konditionen!$B:$G,6,0))","v":66.3}]
["LindabSafe Formteile","EPFH","EPFH250","Enddeckel        EPFH          250","",30,66.3,{"$f":"G1466*(1-VLOOKUP(F1466,Konditionen!$B:$G,6,0))","v":66.3}]
["LindabSafe Formteile","EPFH","EPFH280","Enddeckel        EPFH          280","",30,94.45,{"$f":"G1467*(1-VLOOKUP(F1467,Konditionen!$B:$G,6,0))","v":94.45}]
["LindabSafe Formteile","EPFH","EPFH300","Enddeckel        EPFH          300","",30,94.45,{"$f":"G1468*(1-VLOOKUP(F1468,Konditionen!$B:$G,6,0))","v":94.45}]
["LindabSafe Formteile","EPFH","EPFH315","Enddeckel        EPFH          315","",30,97.4,{"$f":"G1469*(1-VLOOKUP(F1469,Konditionen!$B:$G,6,0))","v":97.4}]
["LindabSafe Formteile","EPFH","EPFH355","Enddeckel        EPFH          355","",30,109.6,{"$f":"G1470*(1-VLOOKUP(F1470,Konditionen!$B:$G,6,0))","v":109.6}]
["LindabSafe Formteile","EPFH","EPFH400","Enddeckel        EPFH          400","",30,115.6,{"$f":"G1471*(1-VLOOKUP(F1471,Konditionen!$B:$G,6,0))","v":115.6}]
["LindabSafe Formteile","EPFH","EPFH450","Enddeckel        EPFH          450","",30,154.25,{"$f":"G1472*(1-VLOOKUP(F1472,Konditionen!$B:$G,6,0))","v":154.25}]
["LindabSafe Formteile","EPFH","EPFH500","Enddeckel        EPFH          500","",30,155.1,{"$f":"G1473*(1-VLOOKUP(F1473,Konditionen!$B:$G,6,0))","v":155.1}]
["LindabSafe Formteile","EPFH","EPFH560","Enddeckel        EPFH          560","",30,184.5,{"$f":"G1474*(1-VLOOKUP(F1474,Konditionen!$B:$G,6,0))","v":184.5}]
["LindabSafe Formteile","EPFH","EPFH600","Enddeckel        EPFH          600","",30,192.7,{"$f":"G1475*(1-VLOOKUP(F1475,Konditionen!$B:$G,6,0))","v":192.7}]
["LindabSafe Formteile","EPFH","EPFH630","Enddeckel        EPFH          630","",30,193.5,{"$f":"G1476*(1-VLOOKUP(F1476,Konditionen!$B:$G,6,0))","v":193.5}]
["LindabSafe Formteile","EPFH","EPFH71","Enddeckel        EPFH           71","",30,31.25,{"$f":"G1477*(1-VLOOKUP(F1477,Konditionen!$B:$G,6,0))","v":31.25}]
["LindabSafe Formteile","EPFH","EPFH710","Enddeckel        EPFH          710","",30,202.9,{"$f":"G1478*(1-VLOOKUP(F1478,Konditionen!$B:$G,6,0))","v":202.9}]
["LindabSafe Formteile","EPFH","EPFH80","Enddeckel        EPFH           80","",30,31.25,{"$f":"G1479*(1-VLOOKUP(F1479,Konditionen!$B:$G,6,0))","v":31.25}]
["LindabSafe Formteile","EPFH","EPFH800","Enddeckel        EPFH          800","",30,213.8,{"$f":"G1480*(1-VLOOKUP(F1480,Konditionen!$B:$G,6,0))","v":213.8}]
["LindabSafe Formteile","EPFH","EPFH90","Enddeckel        EPFH           90","",30,32.049999999999997,{"$f":"G1481*(1-VLOOKUP(F1481,Konditionen!$B:$G,6,0))","v":32.049999999999997}]
["LindabSafe Formteile","EPFH","EPFH900","Enddeckel        EPFH          900","",30,268.8,{"$f":"G1482*(1-VLOOKUP(F1482,Konditionen!$B:$G,6,0))","v":268.8}]
["LindabSafe Formteile","ESHU","ESHU100","Enddeckel mit Handgriff   ESHU  100","",30,36.6,{"$f":"G1483*(1-VLOOKUP(F1483,Konditionen!$B:$G,6,0))","v":36.6}]
["LindabSafe Formteile","ESHU","ESHU112","Enddeckel mit Handgriff   ESHU  112","",30,39.35,{"$f":"G1484*(1-VLOOKUP(F1484,Konditionen!$B:$G,6,0))","v":39.35}]
["LindabSafe Formteile","ESHU","ESHU125","Enddeckel mit Handgriff   ESHU  125","",30,39.35,{"$f":"G1485*(1-VLOOKUP(F1485,Konditionen!$B:$G,6,0))","v":39.35}]
["LindabSafe Formteile","ESHU","ESHU140","Enddeckel mit Handgriff   ESHU  140","",30,45,{"$f":"G1486*(1-VLOOKUP(F1486,Konditionen!$B:$G,6,0))","v":45}]
["LindabSafe Formteile","ESHU","ESHU150","Enddeckel mit Handgriff   ESHU  150","",30,45,{"$f":"G1487*(1-VLOOKUP(F1487,Konditionen!$B:$G,6,0))","v":45}]
["LindabSafe Formteile","ESHU","ESHU160","Enddeckel mit Handgriff   ESHU  160","",30,45,{"$f":"G1488*(1-VLOOKUP(F1488,Konditionen!$B:$G,6,0))","v":45}]
["LindabSafe Formteile","ESHU","ESHU180","Enddeckel mit Handgriff   ESHU  180","",30,54.4,{"$f":"G1489*(1-VLOOKUP(F1489,Konditionen!$B:$G,6,0))","v":54.4}]
["LindabSafe Formteile","ESHU","ESHU200","Enddeckel mit Handgriff   ESHU  200","",30,54.4,{"$f":"G1490*(1-VLOOKUP(F1490,Konditionen!$B:$G,6,0))","v":54.4}]
["LindabSafe Formteile","ESHU","ESHU224","Enddeckel mit Handgriff   ESHU  224","",30,72.25,{"$f":"G1491*(1-VLOOKUP(F1491,Konditionen!$B:$G,6,0))","v":72.25}]
["LindabSafe Formteile","ESHU","ESHU250","Enddeckel mit Handgriff   ESHU  250","",30,72.25,{"$f":"G1492*(1-VLOOKUP(F1492,Konditionen!$B:$G,6,0))","v":72.25}]
["LindabSafe Formteile","ESHU","ESHU280","Enddeckel mit Handgriff   ESHU  280","",30,105.1,{"$f":"G1493*(1-VLOOKUP(F1493,Konditionen!$B:$G,6,0))","v":105.1}]
["LindabSafe Formteile","ESHU","ESHU300","Enddeckel mit Handgriff   ESHU  300","",30,105.1,{"$f":"G1494*(1-VLOOKUP(F1494,Konditionen!$B:$G,6,0))","v":105.1}]
["LindabSafe Formteile","ESHU","ESHU315","Enddeckel mit Handgriff   ESHU  315","",30,105.1,{"$f":"G1495*(1-VLOOKUP(F1495,Konditionen!$B:$G,6,0))","v":105.1}]
["LindabSafe Formteile","ESHU","ESHU355","Enddeckel mit Handgriff   ESHU  355","",30,131.44999999999999,{"$f":"G1496*(1-VLOOKUP(F1496,Konditionen!$B:$G,6,0))","v":131.44999999999999}]
["LindabSafe Formteile","ESHU","ESHU400","Enddeckel mit Handgriff   ESHU  400","",30,131.44999999999999,{"$f":"G1497*(1-VLOOKUP(F1497,Konditionen!$B:$G,6,0))","v":131.44999999999999}]
["LindabSafe Formteile","ESHU","ESHU450","Enddeckel mit Handgriff   ESHU  450","",30,182.15,{"$f":"G1498*(1-VLOOKUP(F1498,Konditionen!$B:$G,6,0))","v":182.15}]
["LindabSafe Formteile","ESHU","ESHU500","Enddeckel mit Handgriff   ESHU  500","",30,182.15,{"$f":"G1499*(1-VLOOKUP(F1499,Konditionen!$B:$G,6,0))","v":182.15}]
["LindabSafe Formteile","ESHU","ESHU560","Enddeckel mit Handgriff   ESHU  560","",30,201.8,{"$f":"G1500*(1-VLOOKUP(F1500,Konditionen!$B:$G,6,0))","v":201.8}]
["LindabSafe Formteile","ESHU","ESHU630","Enddeckel mit Handgriff   ESHU  630","",30,254,{"$f":"G1501*(1-VLOOKUP(F1501,Konditionen!$B:$G,6,0))","v":254}]
["LindabSafe Formteile","ESHU","ESHU80","Enddeckel mit Handgriff   ESHU   80","",30,36.6,{"$f":"G1502*(1-VLOOKUP(F1502,Konditionen!$B:$G,6,0))","v":36.6}]
["LindabSafe Formteile","ESU","ESU100","Enddeckel        ESU           100","",30,18.05,{"$f":"G1503*(1-VLOOKUP(F1503,Konditionen!$B:$G,6,0))","v":18.05}]
["LindabSafe Formteile","ESU","ESU1000","Enddeckel        ESU           1000","",30,542.25,{"$f":"G1504*(1-VLOOKUP(F1504,Konditionen!$B:$G,6,0))","v":542.25}]
["LindabSafe Formteile","ESU","ESU112","Enddeckel        ESU           112","",30,20.149999999999999,{"$f":"G1505*(1-VLOOKUP(F1505,Konditionen!$B:$G,6,0))","v":20.149999999999999}]
["LindabSafe Formteile","ESU","ESU1120","Enddeckel        ESU           1120","",30,641,{"$f":"G1506*(1-VLOOKUP(F1506,Konditionen!$B:$G,6,0))","v":641}]
["LindabSafe Formteile","ESU","ESU125","Enddeckel        ESU           125","",30,20.7,{"$f":"G1507*(1-VLOOKUP(F1507,Konditionen!$B:$G,6,0))","v":20.7}]
["LindabSafe Formteile","ESU","ESU1250","Enddeckel        ESU           1250","",30,784.55,{"$f":"G1508*(1-VLOOKUP(F1508,Konditionen!$B:$G,6,0))","v":784.55}]
["LindabSafe Formteile","ESU","ESU140","Enddeckel        ESU           140","",30,24.85,{"$f":"G1509*(1-VLOOKUP(F1509,Konditionen!$B:$G,6,0))","v":24.85}]
["LindabSafe Formteile","ESU","ESU150","Enddeckel        ESU           150","",30,24.85,{"$f":"G1510*(1-VLOOKUP(F1510,Konditionen!$B:$G,6,0))","v":24.85}]
["LindabSafe Formteile","ESU","ESU160","Enddeckel        ESU           160","",30,24.85,{"$f":"G1511*(1-VLOOKUP(F1511,Konditionen!$B:$G,6,0))","v":24.85}]
["LindabSafe Formteile","ESU","ESU180","Enddeckel        ESU           180","",30,28.6,{"$f":"G1512*(1-VLOOKUP(F1512,Konditionen!$B:$G,6,0))","v":28.6}]
["LindabSafe Formteile","ESU","ESU200","Enddeckel        ESU           200","",30,28.6,{"$f":"G1513*(1-VLOOKUP(F1513,Konditionen!$B:$G,6,0))","v":28.6}]
["LindabSafe Formteile","ESU","ESU224","Enddeckel        ESU           224","",30,36.450000000000003,{"$f":"G1514*(1-VLOOKUP(F1514,Konditionen!$B:$G,6,0))","v":36.450000000000003}]
["LindabSafe Formteile","ESU","ESU250","Enddeckel        ESU           250","",30,36.450000000000003,{"$f":"G1515*(1-VLOOKUP(F1515,Konditionen!$B:$G,6,0))","v":36.450000000000003}]
["LindabSafe Formteile","ESU","ESU280","Enddeckel        ESU           280","",30,44.9,{"$f":"G1516*(1-VLOOKUP(F1516,Konditionen!$B:$G,6,0))","v":44.9}]
["LindabSafe Formteile","ESU","ESU300","Enddeckel        ESU           300","",30,46.15,{"$f":"G1517*(1-VLOOKUP(F1517,Konditionen!$B:$G,6,0))","v":46.15}]
["LindabSafe Formteile","ESU","ESU315","Enddeckel        ESU           315","",30,47.8,{"$f":"G1518*(1-VLOOKUP(F1518,Konditionen!$B:$G,6,0))","v":47.8}]
["LindabSafe Formteile","ESU","ESU355","Enddeckel        ESU           355","",30,71.25,{"$f":"G1519*(1-VLOOKUP(F1519,Konditionen!$B:$G,6,0))","v":71.25}]
["LindabSafe Formteile","ESU","ESU400","Enddeckel        ESU           400","",30,76.2,{"$f":"G1520*(1-VLOOKUP(F1520,Konditionen!$B:$G,6,0))","v":76.2}]
["LindabSafe Formteile","ESU","ESU450","Enddeckel        ESU           450","",30,108.55,{"$f":"G1521*(1-VLOOKUP(F1521,Konditionen!$B:$G,6,0))","v":108.55}]
["LindabSafe Formteile","ESU","ESU500","Enddeckel        ESU           500","",30,118.2,{"$f":"G1522*(1-VLOOKUP(F1522,Konditionen!$B:$G,6,0))","v":118.2}]
["LindabSafe Formteile","ESU","ESU560","Enddeckel        ESU           560","",30,137.44999999999999,{"$f":"G1523*(1-VLOOKUP(F1523,Konditionen!$B:$G,6,0))","v":137.44999999999999}]
["LindabSafe Formteile","ESU","ESU600","Enddeckel        ESU           600","",30,141.4,{"$f":"G1524*(1-VLOOKUP(F1524,Konditionen!$B:$G,6,0))","v":141.4}]
["LindabSafe Formteile","ESU","ESU63","Enddeckel        ESU            63","",30,16.25,{"$f":"G1525*(1-VLOOKUP(F1525,Konditionen!$B:$G,6,0))","v":16.25}]
["LindabSafe Formteile","ESU","ESU630","Enddeckel        ESU           630","",30,141.4,{"$f":"G1526*(1-VLOOKUP(F1526,Konditionen!$B:$G,6,0))","v":141.4}]
["LindabSafe Formteile","ESU","ESU710","Enddeckel        ESU           710","",30,296.7,{"$f":"G1527*(1-VLOOKUP(F1527,Konditionen!$B:$G,6,0))","v":296.7}]
["LindabSafe Formteile","ESU","ESU80","Enddeckel        ESU            80","",30,16.25,{"$f":"G1528*(1-VLOOKUP(F1528,Konditionen!$B:$G,6,0))","v":16.25}]
["LindabSafe Formteile","ESU","ESU800","Enddeckel        ESU           800","",30,346.55,{"$f":"G1529*(1-VLOOKUP(F1529,Konditionen!$B:$G,6,0))","v":346.55}]
["LindabSafe Formteile","ESU","ESU900","Enddeckel        ESU           900","",30,426.55,{"$f":"G1530*(1-VLOOKUP(F1530,Konditionen!$B:$G,6,0))","v":426.55}]
["LindabSafe Formteile","ESUAS-1","ESUAS-1100","Enddeckel  ESU AS - 1     100","mit Wasserablaufstutzen 1/2\"",30,166.4,{"$f":"G1531*(1-VLOOKUP(F1531,Konditionen!$B:$G,6,0))","v":166.4}]
["LindabSafe Formteile","ESUAS-1","ESUAS-1125","Enddeckel  ESU AS - 1     125","mit Wasserablaufstutzen 1/2\"",30,168.35,{"$f":"G1532*(1-VLOOKUP(F1532,Konditionen!$B:$G,6,0))","v":168.35}]
["LindabSafe Formteile","ESUAS-1","ESUAS-1140","Enddeckel  ESU AS - 1     140","mit Wasserablaufstutzen 1/2\"",30,184.25,{"$f":"G1533*(1-VLOOKUP(F1533,Konditionen!$B:$G,6,0))","v":184.25}]
["LindabSafe Formteile","ESUAS-1","ESUAS-1150","Enddeckel  ESU AS - 1     150","mit Wasserablaufstutzen 1/2\"",30,184.25,{"$f":"G1534*(1-VLOOKUP(F1534,Konditionen!$B:$G,6,0))","v":184.25}]
["LindabSafe Formteile","ESUAS-1","ESUAS-1160","Enddeckel  ESU AS - 1     160","mit Wasserablaufstutzen 1/2\"",30,184.25,{"$f":"G1535*(1-VLOOKUP(F1535,Konditionen!$B:$G,6,0))","v":184.25}]
["LindabSafe Formteile","ESUAS-1","ESUAS-1180","Enddeckel  ESU AS - 1     180","mit Wasserablaufstutzen 1/2\"",30,184.5,{"$f":"G1536*(1-VLOOKUP(F1536,Konditionen!$B:$G,6,0))","v":184.5}]
["LindabSafe Formteile","ESUAS-1","ESUAS-1200","Enddeckel  ESU AS - 1     200","mit Wasserablaufstutzen 1/2\"",30,184.5,{"$f":"G1537*(1-VLOOKUP(F1537,Konditionen!$B:$G,6,0))","v":184.5}]
["LindabSafe Formteile","ESUAS-1","ESUAS-1224","Enddeckel  ESU AS - 1     224","mit Wasserablaufstutzen 1/2\"",30,199.05,{"$f":"G1538*(1-VLOOKUP(F1538,Konditionen!$B:$G,6,0))","v":199.05}]
["LindabSafe Formteile","ESUAS-1","ESUAS-1250","Enddeckel  ESU AS - 1     250","mit Wasserablaufstutzen 1/2\"",30,199.05,{"$f":"G1539*(1-VLOOKUP(F1539,Konditionen!$B:$G,6,0))","v":199.05}]
["LindabSafe Formteile","ESUAS-1","ESUAS-1280","Enddeckel  ESU AS - 1     280","mit Wasserablaufstutzen 1/2\"",30,214.95,{"$f":"G1540*(1-VLOOKUP(F1540,Konditionen!$B:$G,6,0))","v":214.95}]
["LindabSafe Formteile","ESUAS-1","ESUAS-1300","Enddeckel  ESU AS - 1     300","mit Wasserablaufstutzen 1/2\"",30,214.95,{"$f":"G1541*(1-VLOOKUP(F1541,Konditionen!$B:$G,6,0))","v":214.95}]
["LindabSafe Formteile","ESUAS-1","ESUAS-1315","Enddeckel  ESU AS - 1     315","mit Wasserablaufstutzen 1/2\"",30,214.95,{"$f":"G1542*(1-VLOOKUP(F1542,Konditionen!$B:$G,6,0))","v":214.95}]
["LindabSafe Formteile","ESUAS-1","ESUAS-1355","Enddeckel  ESU AS - 1     355","mit Wasserablaufstutzen 1/2\"",30,242.65,{"$f":"G1543*(1-VLOOKUP(F1543,Konditionen!$B:$G,6,0))","v":242.65}]
["LindabSafe Formteile","ESUAS-1","ESUAS-1400","Enddeckel  ESU AS - 1     400","mit Wasserablaufstutzen 1/2\"",30,242.65,{"$f":"G1544*(1-VLOOKUP(F1544,Konditionen!$B:$G,6,0))","v":242.65}]
["LindabSafe Formteile","ESUAS-1","ESUAS-1450","Enddeckel  ESU AS - 1     450","mit Wasserablaufstutzen 1/2\"",30,276.89999999999998,{"$f":"G1545*(1-VLOOKUP(F1545,Konditionen!$B:$G,6,0))","v":276.89999999999998}]
["LindabSafe Formteile","ESUAS-1","ESUAS-1500","Enddeckel  ESU AS - 1     500","mit Wasserablaufstutzen 1/2\"",30,283.39999999999998,{"$f":"G1546*(1-VLOOKUP(F1546,Konditionen!$B:$G,6,0))","v":283.39999999999998}]
["LindabSafe Formteile","ESUAS-1","ESUAS-1560","Enddeckel  ESU AS - 1     560","mit Wasserablaufstutzen 1/2\"",30,294.64999999999998,{"$f":"G1547*(1-VLOOKUP(F1547,Konditionen!$B:$G,6,0))","v":294.64999999999998}]
["LindabSafe Formteile","ESUAS-1","ESUAS-180","Enddeckel  ESU AS - 1      80","mit Wasserablaufstutzen 1/2\"",30,166.4,{"$f":"G1548*(1-VLOOKUP(F1548,Konditionen!$B:$G,6,0))","v":166.4}]
["LindabSafe Formteile","ETU","ETU100","Einlaßteil       ETU       100.160","",30,58.85,{"$f":"G1549*(1-VLOOKUP(F1549,Konditionen!$B:$G,6,0))","v":58.85}]
["LindabSafe Formteile","ETU","ETU1000","Einlaßteil       ETU      1000.1250","",30,461.35,{"$f":"G1550*(1-VLOOKUP(F1550,Konditionen!$B:$G,6,0))","v":461.35}]
["LindabSafe Formteile","ETU","ETU112","Einlaßteil       ETU       112.180","",30,63.65,{"$f":"G1551*(1-VLOOKUP(F1551,Konditionen!$B:$G,6,0))","v":63.65}]
["LindabSafe Formteile","ETU","ETU1120","Einlaßteil       ETU      1120.1400","",30,527.20000000000005,{"$f":"G1552*(1-VLOOKUP(F1552,Konditionen!$B:$G,6,0))","v":527.20000000000005}]
["LindabSafe Formteile","ETU","ETU125","Einlaßteil       ETU       125.200","",30,63.65,{"$f":"G1553*(1-VLOOKUP(F1553,Konditionen!$B:$G,6,0))","v":63.65}]
["LindabSafe Formteile","ETU","ETU1250","Einlaßteil       ETU      1250.1400","",30,665.2,{"$f":"G1554*(1-VLOOKUP(F1554,Konditionen!$B:$G,6,0))","v":665.2}]
["LindabSafe Formteile","ETU","ETU140","Einlaßteil       ETU       140.200","",30,68.5,{"$f":"G1555*(1-VLOOKUP(F1555,Konditionen!$B:$G,6,0))","v":68.5}]
["LindabSafe Formteile","ETU","ETU150","Einlaßteil       ETU       150.224","",30,68.5,{"$f":"G1556*(1-VLOOKUP(F1556,Konditionen!$B:$G,6,0))","v":68.5}]
["LindabSafe Formteile","ETU","ETU160","Einlaßteil       ETU       160.224","",30,68.5,{"$f":"G1557*(1-VLOOKUP(F1557,Konditionen!$B:$G,6,0))","v":68.5}]
["LindabSafe Formteile","ETU","ETU180","Einlaßteil       ETU       180.250","",30,85.1,{"$f":"G1558*(1-VLOOKUP(F1558,Konditionen!$B:$G,6,0))","v":85.1}]
["LindabSafe Formteile","ETU","ETU200","Einlaßteil       ETU       200.280","",30,85.1,{"$f":"G1559*(1-VLOOKUP(F1559,Konditionen!$B:$G,6,0))","v":85.1}]
["LindabSafe Formteile","ETU","ETU224","Einlaßteil       ETU       224.315","",30,90.55,{"$f":"G1560*(1-VLOOKUP(F1560,Konditionen!$B:$G,6,0))","v":90.55}]
["LindabSafe Formteile","ETU","ETU250","Einlaßteil       ETU       250.315","",30,90.55,{"$f":"G1561*(1-VLOOKUP(F1561,Konditionen!$B:$G,6,0))","v":90.55}]
["LindabSafe Formteile","ETU","ETU280","Einlaßteil       ETU       280.355","",30,103.3,{"$f":"G1562*(1-VLOOKUP(F1562,Konditionen!$B:$G,6,0))","v":103.3}]
["LindabSafe Formteile","ETU","ETU300","Einlaßteil       ETU       300.400","",30,103.3,{"$f":"G1563*(1-VLOOKUP(F1563,Konditionen!$B:$G,6,0))","v":103.3}]
["LindabSafe Formteile","ETU","ETU315","Einlaßteil       ETU       315.400","",30,109.5,{"$f":"G1564*(1-VLOOKUP(F1564,Konditionen!$B:$G,6,0))","v":109.5}]
["LindabSafe Formteile","ETU","ETU355","Einlaßteil       ETU       355.450","",30,124.85,{"$f":"G1565*(1-VLOOKUP(F1565,Konditionen!$B:$G,6,0))","v":124.85}]
["LindabSafe Formteile","ETU","ETU400","Einlaßteil       ETU       400.500","",30,142.9,{"$f":"G1566*(1-VLOOKUP(F1566,Konditionen!$B:$G,6,0))","v":142.9}]
["LindabSafe Formteile","ETU","ETU450","Einlaßteil       ETU       450.560","",30,175.7,{"$f":"G1567*(1-VLOOKUP(F1567,Konditionen!$B:$G,6,0))","v":175.7}]
["LindabSafe Formteile","ETU","ETU500","Einlaßteil       ETU       500.600","",30,191.7,{"$f":"G1568*(1-VLOOKUP(F1568,Konditionen!$B:$G,6,0))","v":191.7}]
["LindabSafe Formteile","ETU","ETU560","Einlaßteil       ETU       560.710","",30,218.6,{"$f":"G1569*(1-VLOOKUP(F1569,Konditionen!$B:$G,6,0))","v":218.6}]
["LindabSafe Formteile","ETU","ETU600","Einlaßteil       ETU       600.710","",30,232.7,{"$f":"G1570*(1-VLOOKUP(F1570,Konditionen!$B:$G,6,0))","v":232.7}]
["LindabSafe Formteile","ETU","ETU63","Einlaßteil       ETU        63.125","",30,52.2,{"$f":"G1571*(1-VLOOKUP(F1571,Konditionen!$B:$G,6,0))","v":52.2}]
["LindabSafe Formteile","ETU","ETU630","Einlaßteil       ETU       630.800","",30,258.39999999999998,{"$f":"G1572*(1-VLOOKUP(F1572,Konditionen!$B:$G,6,0))","v":258.39999999999998}]
["LindabSafe Formteile","ETU","ETU710","Einlaßteil       ETU       710.900","",30,291.85000000000002,{"$f":"G1573*(1-VLOOKUP(F1573,Konditionen!$B:$G,6,0))","v":291.85000000000002}]
["LindabSafe Formteile","ETU","ETU80","Einlaßteil       ETU        80.140","",30,52.2,{"$f":"G1574*(1-VLOOKUP(F1574,Konditionen!$B:$G,6,0))","v":52.2}]
["LindabSafe Formteile","ETU","ETU800","Einlaßteil       ETU       800.1000","",30,333,{"$f":"G1575*(1-VLOOKUP(F1575,Konditionen!$B:$G,6,0))","v":333}]
["LindabSafe Formteile","ETU","ETU900","Einlaßteil       ETU       900.1120","",30,380.4,{"$f":"G1576*(1-VLOOKUP(F1576,Konditionen!$B:$G,6,0))","v":380.4}]
["LindabSafe Formteile","ETUMG","ETUMG100","Einlaßteil       ETU MG    100.160","mit Gitter",30,114.75,{"$f":"G1577*(1-VLOOKUP(F1577,Konditionen!$B:$G,6,0))","v":114.75}]
["LindabSafe Formteile","ETUMG","ETUMG1000","Einlaßteil       ETU MG   1000.1250","mit Gitter",30,791.6,{"$f":"G1578*(1-VLOOKUP(F1578,Konditionen!$B:$G,6,0))","v":791.6}]
["LindabSafe Formteile","ETUMG","ETUMG112","Einlaßteil       ETU MG    112.180","mit Gitter",30,138.25,{"$f":"G1579*(1-VLOOKUP(F1579,Konditionen!$B:$G,6,0))","v":138.25}]
["LindabSafe Formteile","ETUMG","ETUMG1120","Einlaßteil       ETU MG   1120.1430","mit Gitter",30,927.2,{"$f":"G1580*(1-VLOOKUP(F1580,Konditionen!$B:$G,6,0))","v":927.2}]
["LindabSafe Formteile","ETUMG","ETUMG125","Einlaßteil       ETU MG    125.200","mit Gitter",30,138.25,{"$f":"G1581*(1-VLOOKUP(F1581,Konditionen!$B:$G,6,0))","v":138.25}]
["LindabSafe Formteile","ETUMG","ETUMG1250","Einlaßteil       ETU MG   1250.1600","mit Gitter",30,1097,{"$f":"G1582*(1-VLOOKUP(F1582,Konditionen!$B:$G,6,0))","v":1097}]
["LindabSafe Formteile","ETUMG","ETUMG140","Einlaßteil       ETU MG    140.200","mit Gitter",30,162.1,{"$f":"G1583*(1-VLOOKUP(F1583,Konditionen!$B:$G,6,0))","v":162.1}]
["LindabSafe Formteile","ETUMG","ETUMG150","Einlaßteil       ETU MG    150.224","mit Gitter",30,162.1,{"$f":"G1584*(1-VLOOKUP(F1584,Konditionen!$B:$G,6,0))","v":162.1}]
["LindabSafe Formteile","ETUMG","ETUMG160","Einlaßteil       ETU MG    160.224","mit Gitter",30,162.1,{"$f":"G1585*(1-VLOOKUP(F1585,Konditionen!$B:$G,6,0))","v":162.1}]
["LindabSafe Formteile","ETUMG","ETUMG180","Einlaßteil       ETU MG    180.250","mit Gitter",30,187.05,{"$f":"G1586*(1-VLOOKUP(F1586,Konditionen!$B:$G,6,0))","v":187.05}]
["LindabSafe Formteile","ETUMG","ETUMG200","Einlaßteil       ETU MG    200.280","mit Gitter",30,187.05,{"$f":"G1587*(1-VLOOKUP(F1587,Konditionen!$B:$G,6,0))","v":187.05}]
["LindabSafe Formteile","ETUMG","ETUMG224","Einlaßteil       ETU MG    224.315","mit Gitter",30,206.35,{"$f":"G1588*(1-VLOOKUP(F1588,Konditionen!$B:$G,6,0))","v":206.35}]
["LindabSafe Formteile","ETUMG","ETUMG250","Einlaßteil       ETU MG    250.315","mit Gitter",30,206.35,{"$f":"G1589*(1-VLOOKUP(F1589,Konditionen!$B:$G,6,0))","v":206.35}]
["LindabSafe Formteile","ETUMG","ETUMG280","Einlaßteil       ETU MG    280.355","mit Gitter",30,232.05,{"$f":"G1590*(1-VLOOKUP(F1590,Konditionen!$B:$G,6,0))","v":232.05}]
["LindabSafe Formteile","ETUMG","ETUMG300","Einlaßteil       ETU MG    300.400","mit Gitter",30,232.05,{"$f":"G1591*(1-VLOOKUP(F1591,Konditionen!$B:$G,6,0))","v":232.05}]
["LindabSafe Formteile","ETUMG","ETUMG315","Einlaßteil       ETU MG    315.400","mit Gitter",30,248.05,{"$f":"G1592*(1-VLOOKUP(F1592,Konditionen!$B:$G,6,0))","v":248.05}]
["LindabSafe Formteile","ETUMG","ETUMG355","Einlaßteil       ETU MG    355.450","mit Gitter",30,273.10000000000002,{"$f":"G1593*(1-VLOOKUP(F1593,Konditionen!$B:$G,6,0))","v":273.10000000000002}]
["LindabSafe Formteile","ETUMG","ETUMG400","Einlaßteil       ETU MG    400.500","mit Gitter",30,302.35000000000002,{"$f":"G1594*(1-VLOOKUP(F1594,Konditionen!$B:$G,6,0))","v":302.35000000000002}]
["LindabSafe Formteile","ETUMG","ETUMG450","Einlaßteil       ETU MG    450.560","mit Gitter",30,344.1,{"$f":"G1595*(1-VLOOKUP(F1595,Konditionen!$B:$G,6,0))","v":344.1}]
["LindabSafe Formteile","ETUMG","ETUMG500","Einlaßteil       ETU MG    500.600","mit Gitter",30,378.5,{"$f":"G1596*(1-VLOOKUP(F1596,Konditionen!$B:$G,6,0))","v":378.5}]
["LindabSafe Formteile","ETUMG","ETUMG560","Einlaßteil       ETU MG    560.710","mit Gitter",30,419.15,{"$f":"G1597*(1-VLOOKUP(F1597,Konditionen!$B:$G,6,0))","v":419.15}]
["LindabSafe Formteile","ETUMG","ETUMG600","Einlaßteil       ETU MG    600.710","mit Gitter",30,499.6,{"$f":"G1598*(1-VLOOKUP(F1598,Konditionen!$B:$G,6,0))","v":499.6}]
["LindabSafe Formteile","ETUMG","ETUMG630","Einlaßteil       ETU MG    630.800","mit Gitter",30,499.6,{"$f":"G1599*(1-VLOOKUP(F1599,Konditionen!$B:$G,6,0))","v":499.6}]
["LindabSafe Formteile","ETUMG","ETUMG710","Einlaßteil       ETU MG    710.900","mit Gitter",30,536.29999999999995,{"$f":"G1600*(1-VLOOKUP(F1600,Konditionen!$B:$G,6,0))","v":536.29999999999995}]
["LindabSafe Formteile","ETUMG","ETUMG80","Einlaßteil       ETU MG     80.140","mit Gitter",30,114.75,{"$f":"G1601*(1-VLOOKUP(F1601,Konditionen!$B:$G,6,0))","v":114.75}]
["LindabSafe Formteile","ETUMG","ETUMG800","Einlaßteil       ETU MG   800.1000","mit Gitter",30,600.85,{"$f":"G1602*(1-VLOOKUP(F1602,Konditionen!$B:$G,6,0))","v":600.85}]
["LindabSafe Formteile","ETUMG","ETUMG900","Einlaßteil       ETU MG   900.1120","mit Gitter",30,684.4,{"$f":"G1603*(1-VLOOKUP(F1603,Konditionen!$B:$G,6,0))","v":684.4}]
["LindabSafe Formteile","FMDU","FMDU100","Volumenstrommesser   FMDU      100","",30,212.8,{"$f":"G1604*(1-VLOOKUP(F1604,Konditionen!$B:$G,6,0))","v":212.8}]
["LindabSafe Formteile","FMDU","FMDU125","Volumenstrommesser   FMDU      125","",30,228.4,{"$f":"G1605*(1-VLOOKUP(F1605,Konditionen!$B:$G,6,0))","v":228.4}]
["LindabSafe Formteile","FMDU","FMDU160","Volumenstrommesser   FMDU      160","",30,240.05,{"$f":"G1606*(1-VLOOKUP(F1606,Konditionen!$B:$G,6,0))","v":240.05}]
["LindabSafe Formteile","FMDU","FMDU200","Volumenstrommesser   FMDU      200","",30,253.15,{"$f":"G1607*(1-VLOOKUP(F1607,Konditionen!$B:$G,6,0))","v":253.15}]
["LindabSafe Formteile","FMDU","FMDU250","Volumenstrommesser   FMDU      250","",30,273.10000000000002,{"$f":"G1608*(1-VLOOKUP(F1608,Konditionen!$B:$G,6,0))","v":273.10000000000002}]
["LindabSafe Formteile","FMDU","FMDU315","Volumenstrommesser   FMDU      315","mit Regelklappe",30,301.95,{"$f":"G1609*(1-VLOOKUP(F1609,Konditionen!$B:$G,6,0))","v":301.95}]
["LindabSafe Formteile","FMDU","FMDU400","Volumenstrommesser   FMDU      400","mit Regelklappe",30,554.6,{"$f":"G1610*(1-VLOOKUP(F1610,Konditionen!$B:$G,6,0))","v":554.6}]
["LindabSafe Formteile","FMDU","FMDU500","Volumenstrommesser   FMDU      500","mit Regelklappe",30,1149,{"$f":"G1611*(1-VLOOKUP(F1611,Konditionen!$B:$G,6,0))","v":1149}]
["LindabSafe Formteile","FMDU","FMDU630","Volumenstrommesser   FMDU      630","mit Regelklappe",30,1561,{"$f":"G1612*(1-VLOOKUP(F1612,Konditionen!$B:$G,6,0))","v":1561}]
["LindabSafe Formteile","FMDU","FMDU80","Volumenstrommesser   FMDU       80","",30,212.8,{"$f":"G1613*(1-VLOOKUP(F1613,Konditionen!$B:$G,6,0))","v":212.8}]
["LindabSafe Formteile","FMU","FMU100","Volumenstrommesser     FMU     100","",30,147.94999999999999,{"$f":"G1614*(1-VLOOKUP(F1614,Konditionen!$B:$G,6,0))","v":147.94999999999999}]
["LindabSafe Formteile","FMU","FMU125","Volumenstrommesser     FMU     125","",30,156.05000000000001,{"$f":"G1615*(1-VLOOKUP(F1615,Konditionen!$B:$G,6,0))","v":156.05000000000001}]
["LindabSafe Formteile","FMU","FMU160","Volumenstrommesser     FMU     160","",30,171.65,{"$f":"G1616*(1-VLOOKUP(F1616,Konditionen!$B:$G,6,0))","v":171.65}]
["LindabSafe Formteile","FMU","FMU200","Volumenstrommesser     FMU     200","",30,187.15,{"$f":"G1617*(1-VLOOKUP(F1617,Konditionen!$B:$G,6,0))","v":187.15}]
["LindabSafe Formteile","FMU","FMU250","Volumenstrommesser     FMU     250","",30,221.1,{"$f":"G1618*(1-VLOOKUP(F1618,Konditionen!$B:$G,6,0))","v":221.1}]
["LindabSafe Formteile","FMU","FMU315","Volumenstrommesser     FMU     315","",30,260.60000000000002,{"$f":"G1619*(1-VLOOKUP(F1619,Konditionen!$B:$G,6,0))","v":260.60000000000002}]
["LindabSafe Formteile","FMU","FMU400","Volumenstrommesser     FMU     400","",30,492,{"$f":"G1620*(1-VLOOKUP(F1620,Konditionen!$B:$G,6,0))","v":492}]
["LindabSafe Formteile","FMU","FMU500","Volumenstrommesser     FMU     500","",30,803.45,{"$f":"G1621*(1-VLOOKUP(F1621,Konditionen!$B:$G,6,0))","v":803.45}]
["LindabSafe Formteile","FMU","FMU630","Volumenstrommesser     FMU     630","",30,838.95,{"$f":"G1622*(1-VLOOKUP(F1622,Konditionen!$B:$G,6,0))","v":838.95}]
["LindabSafe Formteile","FMU","FMU80","Volumenstrommesser     FMU      80","",30,147.94999999999999,{"$f":"G1623*(1-VLOOKUP(F1623,Konditionen!$B:$G,6,0))","v":147.94999999999999}]
["LindabSafe Formteile","ILF","ILF100","Bundkragen       ILF           100","Muffenmaß",30,16.25,{"$f":"G1624*(1-VLOOKUP(F1624,Konditionen!$B:$G,6,0))","v":16.25}]
["LindabSafe Formteile","ILF","ILF1000","Bundkragen       ILF           1000","Muffenmaß",30,156.15,{"$f":"G1625*(1-VLOOKUP(F1625,Konditionen!$B:$G,6,0))","v":156.15}]
["LindabSafe Formteile","ILF","ILF112","Bundkragen       ILF           112","Muffenmaß",30,16.25,{"$f":"G1626*(1-VLOOKUP(F1626,Konditionen!$B:$G,6,0))","v":16.25}]
["LindabSafe Formteile","ILF","ILF1120","Bundkragen       ILF           1120","Muffenmaß",30,199.05,{"$f":"G1627*(1-VLOOKUP(F1627,Konditionen!$B:$G,6,0))","v":199.05}]
["LindabSafe Formteile","ILF","ILF125","Bundkragen       ILF           125","Muffenmaß",30,16.25,{"$f":"G1628*(1-VLOOKUP(F1628,Konditionen!$B:$G,6,0))","v":16.25}]
["LindabSafe Formteile","ILF","ILF1250","Bundkragen       ILF           1250","Muffenmaß",30,202.9,{"$f":"G1629*(1-VLOOKUP(F1629,Konditionen!$B:$G,6,0))","v":202.9}]
["LindabSafe Formteile","ILF","ILF140","Bundkragen       ILF           140","Muffenmaß",30,18.5,{"$f":"G1630*(1-VLOOKUP(F1630,Konditionen!$B:$G,6,0))","v":18.5}]
["LindabSafe Formteile","ILF","ILF150","Bundkragen       ILF           150","Muffenmaß",30,18.5,{"$f":"G1631*(1-VLOOKUP(F1631,Konditionen!$B:$G,6,0))","v":18.5}]
["LindabSafe Formteile","ILF","ILF160","Bundkragen       ILF           160","Muffenmaß",30,18.5,{"$f":"G1632*(1-VLOOKUP(F1632,Konditionen!$B:$G,6,0))","v":18.5}]
["LindabSafe Formteile","ILF","ILF180","Bundkragen       ILF           180","Muffenmaß",30,22.8,{"$f":"G1633*(1-VLOOKUP(F1633,Konditionen!$B:$G,6,0))","v":22.8}]
["LindabSafe Formteile","ILF","ILF200","Bundkragen       ILF           200","Muffenmaß",30,22.8,{"$f":"G1634*(1-VLOOKUP(F1634,Konditionen!$B:$G,6,0))","v":22.8}]
["LindabSafe Formteile","ILF","ILF224","Bundkragen       ILF           224","Muffenmaß",30,27.35,{"$f":"G1635*(1-VLOOKUP(F1635,Konditionen!$B:$G,6,0))","v":27.35}]
["LindabSafe Formteile","ILF","ILF250","Bundkragen       ILF           250","Muffenmaß",30,27.35,{"$f":"G1636*(1-VLOOKUP(F1636,Konditionen!$B:$G,6,0))","v":27.35}]
["LindabSafe Formteile","ILF","ILF280","Bundkragen       ILF           280","Muffenmaß",30,36.049999999999997,{"$f":"G1637*(1-VLOOKUP(F1637,Konditionen!$B:$G,6,0))","v":36.049999999999997}]
["LindabSafe Formteile","ILF","ILF300","Bundkragen       ILF           300","Muffenmaß",30,36.049999999999997,{"$f":"G1638*(1-VLOOKUP(F1638,Konditionen!$B:$G,6,0))","v":36.049999999999997}]
["LindabSafe Formteile","ILF","ILF315","Bundkragen       ILF           315","Muffenmaß",30,36.049999999999997,{"$f":"G1639*(1-VLOOKUP(F1639,Konditionen!$B:$G,6,0))","v":36.049999999999997}]
["LindabSafe Formteile","ILF","ILF355","Bundkragen       ILF           355","Muffenmaß",30,38.1,{"$f":"G1640*(1-VLOOKUP(F1640,Konditionen!$B:$G,6,0))","v":38.1}]
["LindabSafe Formteile","ILF","ILF400","Bundkragen       ILF           400","Muffenmaß",30,40.35,{"$f":"G1641*(1-VLOOKUP(F1641,Konditionen!$B:$G,6,0))","v":40.35}]
["LindabSafe Formteile","ILF","ILF450","Bundkragen       ILF           450","Muffenmaß",30,43.35,{"$f":"G1642*(1-VLOOKUP(F1642,Konditionen!$B:$G,6,0))","v":43.35}]
["LindabSafe Formteile","ILF","ILF500","Bundkragen       ILF           500","Muffenmaß",30,44.65,{"$f":"G1643*(1-VLOOKUP(F1643,Konditionen!$B:$G,6,0))","v":44.65}]
["LindabSafe Formteile","ILF","ILF560","Bundkragen       ILF           560","Muffenmaß",30,66.2,{"$f":"G1644*(1-VLOOKUP(F1644,Konditionen!$B:$G,6,0))","v":66.2}]
["LindabSafe Formteile","ILF","ILF600","Bundkragen       ILF           600","Muffenmaß",30,72.900000000000006,{"$f":"G1645*(1-VLOOKUP(F1645,Konditionen!$B:$G,6,0))","v":72.900000000000006}]
["LindabSafe Formteile","ILF","ILF63","Bundkragen       ILF           63","Muffenmaß",30,16.25,{"$f":"G1646*(1-VLOOKUP(F1646,Konditionen!$B:$G,6,0))","v":16.25}]
["LindabSafe Formteile","ILF","ILF630","Bundkragen       ILF           630","Muffenmaß",30,72.900000000000006,{"$f":"G1647*(1-VLOOKUP(F1647,Konditionen!$B:$G,6,0))","v":72.900000000000006}]
["LindabSafe Formteile","ILF","ILF71","Bundkragen       ILF           71","Muffenmaß",30,16.25,{"$f":"G1648*(1-VLOOKUP(F1648,Konditionen!$B:$G,6,0))","v":16.25}]
["LindabSafe Formteile","ILF","ILF710","Bundkragen       ILF           710","Muffenmaß",30,98.1,{"$f":"G1649*(1-VLOOKUP(F1649,Konditionen!$B:$G,6,0))","v":98.1}]
["LindabSafe Formteile","ILF","ILF80","Bundkragen       ILF           80","Muffenmaß",30,16.25,{"$f":"G1650*(1-VLOOKUP(F1650,Konditionen!$B:$G,6,0))","v":16.25}]
["LindabSafe Formteile","ILF","ILF800","Bundkragen       ILF           800","Muffenmaß",30,105.35,{"$f":"G1651*(1-VLOOKUP(F1651,Konditionen!$B:$G,6,0))","v":105.35}]
["LindabSafe Formteile","ILF","ILF90","Bundkragen       ILF           90","Muffenmaß",30,16.25,{"$f":"G1652*(1-VLOOKUP(F1652,Konditionen!$B:$G,6,0))","v":16.25}]
["LindabSafe Formteile","ILF","ILF900","Bundkragen       ILF           900","Muffenmaß",30,133.69999999999999,{"$f":"G1653*(1-VLOOKUP(F1653,Konditionen!$B:$G,6,0))","v":133.69999999999999}]
["LindabSafe Formteile","ILRNU","ILRNU100","Lufteinlass m. Gitter  ILRNU   100","",30,63.65,{"$f":"G1654*(1-VLOOKUP(F1654,Konditionen!$B:$G,6,0))","v":63.65}]
["LindabSafe Formteile","ILRNU","ILRNU125","Lufteinlass m. Gitter  ILRNU   125","",30,71.5,{"$f":"G1655*(1-VLOOKUP(F1655,Konditionen!$B:$G,6,0))","v":71.5}]
["LindabSafe Formteile","ILRNU","ILRNU140","Lufteinlass m. Gitter  ILRNU   140","",30,86.3,{"$f":"G1656*(1-VLOOKUP(F1656,Konditionen!$B:$G,6,0))","v":86.3}]
["LindabSafe Formteile","ILRNU","ILRNU150","Lufteinlass m. Gitter  ILRNU   150","",30,86.3,{"$f":"G1657*(1-VLOOKUP(F1657,Konditionen!$B:$G,6,0))","v":86.3}]
["LindabSafe Formteile","ILRNU","ILRNU160","Lufteinlass m. Gitter  ILRNU   160","",30,86.3,{"$f":"G1658*(1-VLOOKUP(F1658,Konditionen!$B:$G,6,0))","v":86.3}]
["LindabSafe Formteile","ILRNU","ILRNU180","Lufteinlass m. Gitter  ILRNU   180","",30,102.05,{"$f":"G1659*(1-VLOOKUP(F1659,Konditionen!$B:$G,6,0))","v":102.05}]
["LindabSafe Formteile","ILRNU","ILRNU200","Lufteinlass m. Gitter  ILRNU   200","",30,102.05,{"$f":"G1660*(1-VLOOKUP(F1660,Konditionen!$B:$G,6,0))","v":102.05}]
["LindabSafe Formteile","ILRNU","ILRNU224","Lufteinlass m. Gitter  ILRNU   224","",30,115.15,{"$f":"G1661*(1-VLOOKUP(F1661,Konditionen!$B:$G,6,0))","v":115.15}]
["LindabSafe Formteile","ILRNU","ILRNU250","Lufteinlass m. Gitter  ILRNU   250","",30,115.15,{"$f":"G1662*(1-VLOOKUP(F1662,Konditionen!$B:$G,6,0))","v":115.15}]
["LindabSafe Formteile","ILRNU","ILRNU300","Lufteinlass m. Gitter  ILRNU   300","",30,148.69999999999999,{"$f":"G1663*(1-VLOOKUP(F1663,Konditionen!$B:$G,6,0))","v":148.69999999999999}]
["LindabSafe Formteile","ILRNU","ILRNU315","Lufteinlass m. Gitter  ILRNU   315","",30,148.69999999999999,{"$f":"G1664*(1-VLOOKUP(F1664,Konditionen!$B:$G,6,0))","v":148.69999999999999}]
["LindabSafe Formteile","ILRNU","ILRNU355","Lufteinlass m. Gitter  ILRNU   355","",30,195.4,{"$f":"G1665*(1-VLOOKUP(F1665,Konditionen!$B:$G,6,0))","v":195.4}]
["LindabSafe Formteile","ILRNU","ILRNU400","Lufteinlass m. Gitter  ILRNU   400","",30,204.95,{"$f":"G1666*(1-VLOOKUP(F1666,Konditionen!$B:$G,6,0))","v":204.95}]
["LindabSafe Formteile","ILRNU","ILRNU500","Lufteinlass m. Gitter  ILRNU   500","",30,248.6,{"$f":"G1667*(1-VLOOKUP(F1667,Konditionen!$B:$G,6,0))","v":248.6}]
["LindabSafe Formteile","ILRNU","ILRNU63","Lufteinlass m. Gitter  ILRNU   63","",30,59.1,{"$f":"G1668*(1-VLOOKUP(F1668,Konditionen!$B:$G,6,0))","v":59.1}]
["LindabSafe Formteile","ILRNU","ILRNU630","Lufteinlass m. Gitter  ILRNU   630","",30,323.35000000000002,{"$f":"G1669*(1-VLOOKUP(F1669,Konditionen!$B:$G,6,0))","v":323.35000000000002}]
["LindabSafe Formteile","ILRNU","ILRNU80","Lufteinlass m. Gitter  ILRNU   80","",30,59.1,{"$f":"G1670*(1-VLOOKUP(F1670,Konditionen!$B:$G,6,0))","v":59.1}]
["LindabSafe Formteile","ILRU","ILRU100","Einströmdüse     ILRU          100","",30,16,{"$f":"G1671*(1-VLOOKUP(F1671,Konditionen!$B:$G,6,0))","v":16}]
["LindabSafe Formteile","ILRU","ILRU125","Einströmdüse     ILRU          125","",30,19.3,{"$f":"G1672*(1-VLOOKUP(F1672,Konditionen!$B:$G,6,0))","v":19.3}]
["LindabSafe Formteile","ILRU","ILRU140","Einströmdüse     ILRU          140","",30,22.35,{"$f":"G1673*(1-VLOOKUP(F1673,Konditionen!$B:$G,6,0))","v":22.35}]
["LindabSafe Formteile","ILRU","ILRU150","Einströmdüse     ILRU          150","",30,22.35,{"$f":"G1674*(1-VLOOKUP(F1674,Konditionen!$B:$G,6,0))","v":22.35}]
["LindabSafe Formteile","ILRU","ILRU160","Einströmdüse     ILRU          160","",30,22.35,{"$f":"G1675*(1-VLOOKUP(F1675,Konditionen!$B:$G,6,0))","v":22.35}]
["LindabSafe Formteile","ILRU","ILRU180","Einströmdüse     ILRU          180","",30,28.15,{"$f":"G1676*(1-VLOOKUP(F1676,Konditionen!$B:$G,6,0))","v":28.15}]
["LindabSafe Formteile","ILRU","ILRU200","Einströmdüse     ILRU          200","",30,28.15,{"$f":"G1677*(1-VLOOKUP(F1677,Konditionen!$B:$G,6,0))","v":28.15}]
["LindabSafe Formteile","ILRU","ILRU224","Einströmdüse     ILRU          224","",30,33.15,{"$f":"G1678*(1-VLOOKUP(F1678,Konditionen!$B:$G,6,0))","v":33.15}]
["LindabSafe Formteile","ILRU","ILRU250","Einströmdüse     ILRU          250","",30,33.15,{"$f":"G1679*(1-VLOOKUP(F1679,Konditionen!$B:$G,6,0))","v":33.15}]
["LindabSafe Formteile","ILRU","ILRU300","Einströmdüse     ILRU          300","",30,49.45,{"$f":"G1680*(1-VLOOKUP(F1680,Konditionen!$B:$G,6,0))","v":49.45}]
["LindabSafe Formteile","ILRU","ILRU315","Einströmdüse     ILRU          315","",30,49.45,{"$f":"G1681*(1-VLOOKUP(F1681,Konditionen!$B:$G,6,0))","v":49.45}]
["LindabSafe Formteile","ILRU","ILRU355","Einströmdüse     ILRU          355","",30,87.25,{"$f":"G1682*(1-VLOOKUP(F1682,Konditionen!$B:$G,6,0))","v":87.25}]
["LindabSafe Formteile","ILRU","ILRU400","Einströmdüse     ILRU          400","",30,88.5,{"$f":"G1683*(1-VLOOKUP(F1683,Konditionen!$B:$G,6,0))","v":88.5}]
["LindabSafe Formteile","ILRU","ILRU500","Einströmdüse     ILRU          500","",30,127.05,{"$f":"G1684*(1-VLOOKUP(F1684,Konditionen!$B:$G,6,0))","v":127.05}]
["LindabSafe Formteile","ILRU","ILRU63","Einströmdüse     ILRU          63","",30,16,{"$f":"G1685*(1-VLOOKUP(F1685,Konditionen!$B:$G,6,0))","v":16}]
["LindabSafe Formteile","ILRU","ILRU630","Einströmdüse     ILRU          630","",30,148.05000000000001,{"$f":"G1686*(1-VLOOKUP(F1686,Konditionen!$B:$G,6,0))","v":148.05000000000001}]
["LindabSafe Formteile","ILRU","ILRU80","Einströmdüse     ILRU          80","",30,16,{"$f":"G1687*(1-VLOOKUP(F1687,Konditionen!$B:$G,6,0))","v":16}]
["LindabSafe Formteile","ILU","ILU100","Bundkragen       ILU           100","",30,14.1,{"$f":"G1688*(1-VLOOKUP(F1688,Konditionen!$B:$G,6,0))","v":14.1}]
["LindabSafe Formteile","ILU","ILU1000","Bundkragen       ILU           1000","",30,165.45,{"$f":"G1689*(1-VLOOKUP(F1689,Konditionen!$B:$G,6,0))","v":165.45}]
["LindabSafe Formteile","ILU","ILU112","Bundkragen       ILU           112","",30,14.5,{"$f":"G1690*(1-VLOOKUP(F1690,Konditionen!$B:$G,6,0))","v":14.5}]
["LindabSafe Formteile","ILU","ILU1120","Bundkragen       ILU           1120","",30,190.45,{"$f":"G1691*(1-VLOOKUP(F1691,Konditionen!$B:$G,6,0))","v":190.45}]
["LindabSafe Formteile","ILU","ILU125","Bundkragen       ILU           125","",30,14.5,{"$f":"G1692*(1-VLOOKUP(F1692,Konditionen!$B:$G,6,0))","v":14.5}]
["LindabSafe Formteile","ILU","ILU1250","Bundkragen       ILU           1250","",30,210.35,{"$f":"G1693*(1-VLOOKUP(F1693,Konditionen!$B:$G,6,0))","v":210.35}]
["LindabSafe Formteile","ILU","ILU140","Bundkragen       ILU           140","",30,16.850000000000001,{"$f":"G1694*(1-VLOOKUP(F1694,Konditionen!$B:$G,6,0))","v":16.850000000000001}]
["LindabSafe Formteile","ILU","ILU150","Bundkragen       ILU           150","",30,16.850000000000001,{"$f":"G1695*(1-VLOOKUP(F1695,Konditionen!$B:$G,6,0))","v":16.850000000000001}]
["LindabSafe Formteile","ILU","ILU160","Bundkragen       ILU           160","",30,16.850000000000001,{"$f":"G1696*(1-VLOOKUP(F1696,Konditionen!$B:$G,6,0))","v":16.850000000000001}]
["LindabSafe Formteile","ILU","ILU180","Bundkragen       ILU           180","",30,20.3,{"$f":"G1697*(1-VLOOKUP(F1697,Konditionen!$B:$G,6,0))","v":20.3}]
["LindabSafe Formteile","ILU","ILU200","Bundkragen       ILU           200","",30,20.3,{"$f":"G1698*(1-VLOOKUP(F1698,Konditionen!$B:$G,6,0))","v":20.3}]
["LindabSafe Formteile","ILU","ILU224","Bundkragen       ILU           224","",30,23.05,{"$f":"G1699*(1-VLOOKUP(F1699,Konditionen!$B:$G,6,0))","v":23.05}]
["LindabSafe Formteile","ILU","ILU250","Bundkragen       ILU           250","",30,23.05,{"$f":"G1700*(1-VLOOKUP(F1700,Konditionen!$B:$G,6,0))","v":23.05}]
["LindabSafe Formteile","ILU","ILU280","Bundkragen       ILU           280","",30,30.25,{"$f":"G1701*(1-VLOOKUP(F1701,Konditionen!$B:$G,6,0))","v":30.25}]
["LindabSafe Formteile","ILU","ILU300","Bundkragen       ILU           300","",30,30.25,{"$f":"G1702*(1-VLOOKUP(F1702,Konditionen!$B:$G,6,0))","v":30.25}]
["LindabSafe Formteile","ILU","ILU315","Bundkragen       ILU           315","",30,30.25,{"$f":"G1703*(1-VLOOKUP(F1703,Konditionen!$B:$G,6,0))","v":30.25}]
["LindabSafe Formteile","ILU","ILU355","Bundkragen       ILU           355","",30,32.75,{"$f":"G1704*(1-VLOOKUP(F1704,Konditionen!$B:$G,6,0))","v":32.75}]
["LindabSafe Formteile","ILU","ILU400","Bundkragen       ILU           400","",30,37.200000000000003,{"$f":"G1705*(1-VLOOKUP(F1705,Konditionen!$B:$G,6,0))","v":37.200000000000003}]
["LindabSafe Formteile","ILU","ILU450","Bundkragen       ILU           450","",30,41.7,{"$f":"G1706*(1-VLOOKUP(F1706,Konditionen!$B:$G,6,0))","v":41.7}]
["LindabSafe Formteile","ILU","ILU500","Bundkragen       ILU           500","",30,47.95,{"$f":"G1707*(1-VLOOKUP(F1707,Konditionen!$B:$G,6,0))","v":47.95}]
["LindabSafe Formteile","ILU","ILU560","Bundkragen       ILU           560","",30,63.15,{"$f":"G1708*(1-VLOOKUP(F1708,Konditionen!$B:$G,6,0))","v":63.15}]
["LindabSafe Formteile","ILU","ILU600","Bundkragen       ILU           600","",30,64.95,{"$f":"G1709*(1-VLOOKUP(F1709,Konditionen!$B:$G,6,0))","v":64.95}]
["LindabSafe Formteile","ILU","ILU63","Bundkragen       ILU            63","",30,13.15,{"$f":"G1710*(1-VLOOKUP(F1710,Konditionen!$B:$G,6,0))","v":13.15}]
["LindabSafe Formteile","ILU","ILU630","Bundkragen       ILU           630","",30,66.45,{"$f":"G1711*(1-VLOOKUP(F1711,Konditionen!$B:$G,6,0))","v":66.45}]
["LindabSafe Formteile","ILU","ILU710","Bundkragen       ILU           710","",30,76.3,{"$f":"G1712*(1-VLOOKUP(F1712,Konditionen!$B:$G,6,0))","v":76.3}]
["LindabSafe Formteile","ILU","ILU80","Bundkragen       ILU           80","",30,13.15,{"$f":"G1713*(1-VLOOKUP(F1713,Konditionen!$B:$G,6,0))","v":13.15}]
["LindabSafe Formteile","ILU","ILU800","Bundkragen       ILU           800","",30,109.6,{"$f":"G1714*(1-VLOOKUP(F1714,Konditionen!$B:$G,6,0))","v":109.6}]
["LindabSafe Formteile","ILU","ILU900","Bundkragen       ILU           900","",30,121.8,{"$f":"G1715*(1-VLOOKUP(F1715,Konditionen!$B:$G,6,0))","v":121.8}]
["LindabSafe Formteile","ILVU","ILVU100","Bundkragen       ILVU 45       100","",30,70.599999999999994,{"$f":"G1716*(1-VLOOKUP(F1716,Konditionen!$B:$G,6,0))","v":70.599999999999994}]
["LindabSafe Formteile","ILVU","ILVU1000","Bundkragen       ILVU 45       1000","",30,820.85,{"$f":"G1717*(1-VLOOKUP(F1717,Konditionen!$B:$G,6,0))","v":820.85}]
["LindabSafe Formteile","ILVU","ILVU112","Bundkragen       ILVU 45       112","",30,82.85,{"$f":"G1718*(1-VLOOKUP(F1718,Konditionen!$B:$G,6,0))","v":82.85}]
["LindabSafe Formteile","ILVU","ILVU1120","Bundkragen       ILVU 45       1120","",30,1099,{"$f":"G1719*(1-VLOOKUP(F1719,Konditionen!$B:$G,6,0))","v":1099}]
["LindabSafe Formteile","ILVU","ILVU125","Bundkragen       ILVU 45       125","",30,82.85,{"$f":"G1720*(1-VLOOKUP(F1720,Konditionen!$B:$G,6,0))","v":82.85}]
["LindabSafe Formteile","ILVU","ILVU1250","Bundkragen       ILVU 45       1250","",30,1435,{"$f":"G1721*(1-VLOOKUP(F1721,Konditionen!$B:$G,6,0))","v":1435}]
["LindabSafe Formteile","ILVU","ILVU140","Bundkragen       ILVU 45       140","",30,84.35,{"$f":"G1722*(1-VLOOKUP(F1722,Konditionen!$B:$G,6,0))","v":84.35}]
["LindabSafe Formteile","ILVU","ILVU150","Bundkragen       ILVU 45       150","",30,84.35,{"$f":"G1723*(1-VLOOKUP(F1723,Konditionen!$B:$G,6,0))","v":84.35}]
["LindabSafe Formteile","ILVU","ILVU160","Bundkragen       ILVU 45       160","",30,84.35,{"$f":"G1724*(1-VLOOKUP(F1724,Konditionen!$B:$G,6,0))","v":84.35}]
["LindabSafe Formteile","ILVU","ILVU180","Bundkragen       ILVU 45       180","",30,94.35,{"$f":"G1725*(1-VLOOKUP(F1725,Konditionen!$B:$G,6,0))","v":94.35}]
["LindabSafe Formteile","ILVU","ILVU200","Bundkragen       ILVU 45       200","",30,94.35,{"$f":"G1726*(1-VLOOKUP(F1726,Konditionen!$B:$G,6,0))","v":94.35}]
["LindabSafe Formteile","ILVU","ILVU224","Bundkragen       ILVU 45       224","",30,117.7,{"$f":"G1727*(1-VLOOKUP(F1727,Konditionen!$B:$G,6,0))","v":117.7}]
["LindabSafe Formteile","ILVU","ILVU250","Bundkragen       ILVU 45       250","",30,117.7,{"$f":"G1728*(1-VLOOKUP(F1728,Konditionen!$B:$G,6,0))","v":117.7}]
["LindabSafe Formteile","ILVU","ILVU280","Bundkragen       ILVU 45       280","",30,146.69999999999999,{"$f":"G1729*(1-VLOOKUP(F1729,Konditionen!$B:$G,6,0))","v":146.69999999999999}]
["LindabSafe Formteile","ILVU","ILVU300","Bundkragen       ILVU 45       300","",30,146.69999999999999,{"$f":"G1730*(1-VLOOKUP(F1730,Konditionen!$B:$G,6,0))","v":146.69999999999999}]
["LindabSafe Formteile","ILVU","ILVU315","Bundkragen       ILVU 45       315","",30,152.9,{"$f":"G1731*(1-VLOOKUP(F1731,Konditionen!$B:$G,6,0))","v":152.9}]
["LindabSafe Formteile","ILVU","ILVU355","Bundkragen       ILVU 45       355","",30,160.19999999999999,{"$f":"G1732*(1-VLOOKUP(F1732,Konditionen!$B:$G,6,0))","v":160.19999999999999}]
["LindabSafe Formteile","ILVU","ILVU400","Bundkragen       ILVU 45       400","",30,174.55,{"$f":"G1733*(1-VLOOKUP(F1733,Konditionen!$B:$G,6,0))","v":174.55}]
["LindabSafe Formteile","ILVU","ILVU450","Bundkragen       ILVU 45       450","",30,201.95,{"$f":"G1734*(1-VLOOKUP(F1734,Konditionen!$B:$G,6,0))","v":201.95}]
["LindabSafe Formteile","ILVU","ILVU500","Bundkragen       ILVU 45       500","",30,241.7,{"$f":"G1735*(1-VLOOKUP(F1735,Konditionen!$B:$G,6,0))","v":241.7}]
["LindabSafe Formteile","ILVU","ILVU560","Bundkragen       ILVU 45       560","",30,274.45,{"$f":"G1736*(1-VLOOKUP(F1736,Konditionen!$B:$G,6,0))","v":274.45}]
["LindabSafe Formteile","ILVU","ILVU600","Bundkragen       ILVU 45       600","",30,291.85000000000002,{"$f":"G1737*(1-VLOOKUP(F1737,Konditionen!$B:$G,6,0))","v":291.85000000000002}]
["LindabSafe Formteile","ILVU","ILVU63","Bundkragen       ILVU 45        63","",30,70.599999999999994,{"$f":"G1738*(1-VLOOKUP(F1738,Konditionen!$B:$G,6,0))","v":70.599999999999994}]
["LindabSafe Formteile","ILVU","ILVU630","Bundkragen       ILVU 45       630","",30,314.8,{"$f":"G1739*(1-VLOOKUP(F1739,Konditionen!$B:$G,6,0))","v":314.8}]
["LindabSafe Formteile","ILVU","ILVU710","Bundkragen       ILVU 45       710","",30,372.1,{"$f":"G1740*(1-VLOOKUP(F1740,Konditionen!$B:$G,6,0))","v":372.1}]
["LindabSafe Formteile","ILVU","ILVU80","Bundkragen       ILVU 45        80","",30,70.599999999999994,{"$f":"G1741*(1-VLOOKUP(F1741,Konditionen!$B:$G,6,0))","v":70.599999999999994}]
["LindabSafe Formteile","ILVU","ILVU800","Bundkragen       ILVU 45       800","",30,477.05,{"$f":"G1742*(1-VLOOKUP(F1742,Konditionen!$B:$G,6,0))","v":477.05}]
["LindabSafe Formteile","ILVU","ILVU900","Bundkragen       ILVU 45       900","",30,575.65,{"$f":"G1743*(1-VLOOKUP(F1743,Konditionen!$B:$G,6,0))","v":575.65}]
["LindabSafe Formteile","KVDPX","KVDPX1001000-1","Schalldämpfer    KVDPX   100.1000-1","Acutec Plus",30,826.45,{"$f":"G1744*(1-VLOOKUP(F1744,Konditionen!$B:$G,6,0))","v":826.45}]
["LindabSafe Formteile","KVDPX","KVDPX1001000-2","Schalldämpfer    KVDPX   100.1000-2","Acutec Plus, Revisionierbar",30,1335,{"$f":"G1745*(1-VLOOKUP(F1745,Konditionen!$B:$G,6,0))","v":1335}]
["LindabSafe Formteile","KVDPX","KVDPX100300-1","Schalldämpfer     KVDPX   100.300-1","Acutec Plus",30,525.9,{"$f":"G1746*(1-VLOOKUP(F1746,Konditionen!$B:$G,6,0))","v":525.9}]
["LindabSafe Formteile","KVDPX","KVDPX100300-2","Schalldämpfer     KVDPX   100.300-2","Acutec Plus, Revisionierbar",30,870.5,{"$f":"G1747*(1-VLOOKUP(F1747,Konditionen!$B:$G,6,0))","v":870.5}]
["LindabSafe Formteile","KVDPX","KVDPX100600-1","Schalldämpfer     KVDPX   100.600-1","Acutec Plus",30,582.4,{"$f":"G1748*(1-VLOOKUP(F1748,Konditionen!$B:$G,6,0))","v":582.4}]
["LindabSafe Formteile","KVDPX","KVDPX100600-2","Schalldämpfer     KVDPX   100.600-2","Acutec Plus, Revisionierbar",30,1014,{"$f":"G1749*(1-VLOOKUP(F1749,Konditionen!$B:$G,6,0))","v":1014}]
["LindabSafe Formteile","KVDPX","KVDPX1251000-1","Schalldämpfer    KVDPX   125.1000-1","Acutec Plus",30,1011,{"$f":"G1750*(1-VLOOKUP(F1750,Konditionen!$B:$G,6,0))","v":1011}]
["LindabSafe Formteile","KVDPX","KVDPX1251000-2","Schalldämpfer    KVDPX   125.1000-2","Acutec Plus, Revisionierbar",30,1362.45,{"$f":"G1751*(1-VLOOKUP(F1751,Konditionen!$B:$G,6,0))","v":1362.45}]
["LindabSafe Formteile","KVDPX","KVDPX125300-1","Schalldämpfer     KVDPX   125.300-1","Acutec Plus",30,528.5,{"$f":"G1752*(1-VLOOKUP(F1752,Konditionen!$B:$G,6,0))","v":528.5}]
["LindabSafe Formteile","KVDPX","KVDPX125300-2","Schalldämpfer     KVDPX   125.300-2","Acutec Plus, Revisionierbar",30,873.85,{"$f":"G1753*(1-VLOOKUP(F1753,Konditionen!$B:$G,6,0))","v":873.85}]
["LindabSafe Formteile","KVDPX","KVDPX125600-1","Schalldämpfer     KVDPX   125.600-1","Acutec Plus",30,584.85,{"$f":"G1754*(1-VLOOKUP(F1754,Konditionen!$B:$G,6,0))","v":584.85}]
["LindabSafe Formteile","KVDPX","KVDPX125600-2","Schalldämpfer     KVDPX   125.600-2","Acutec Plus, Revisionierbar",30,1017.5,{"$f":"G1755*(1-VLOOKUP(F1755,Konditionen!$B:$G,6,0))","v":1017.5}]
["LindabSafe Formteile","KVDPX","KVDPX1601000-1","Schalldämpfer    KVDPX   160.1000-1","Acutec Plus",30,1151,{"$f":"G1756*(1-VLOOKUP(F1756,Konditionen!$B:$G,6,0))","v":1151}]
["LindabSafe Formteile","KVDPX","KVDPX1601000-2","Schalldämpfer    KVDPX   160.1000-2","Acutec Plus, Revisionierbar",30,1400,{"$f":"G1757*(1-VLOOKUP(F1757,Konditionen!$B:$G,6,0))","v":1400}]
["LindabSafe Formteile","KVDPX","KVDPX160300-1","Schalldämpfer     KVDPX   160.300-1","Acutec Plus",30,573.25,{"$f":"G1758*(1-VLOOKUP(F1758,Konditionen!$B:$G,6,0))","v":573.25}]
["LindabSafe Formteile","KVDPX","KVDPX160300-2","Schalldämpfer     KVDPX   160.300-2","Acutec Plus, Revisionierbar",30,919.65,{"$f":"G1759*(1-VLOOKUP(F1759,Konditionen!$B:$G,6,0))","v":919.65}]
["LindabSafe Formteile","KVDPX","KVDPX160600-1","Schalldämpfer     KVDPX   160.600-1","Acutec Plus",30,659.1,{"$f":"G1760*(1-VLOOKUP(F1760,Konditionen!$B:$G,6,0))","v":659.1}]
["LindabSafe Formteile","KVDPX","KVDPX160600-2","Schalldämpfer     KVDPX   160.600-2","Acutec Plus, Revisionierbar",30,1019,{"$f":"G1761*(1-VLOOKUP(F1761,Konditionen!$B:$G,6,0))","v":1019}]
["LindabSafe Formteile","KVDPX","KVDPX2001000-1","Schalldämpfer    KVDPX   200.1000-1","Acutec Plus",30,1437,{"$f":"G1762*(1-VLOOKUP(F1762,Konditionen!$B:$G,6,0))","v":1437}]
["LindabSafe Formteile","KVDPX","KVDPX2001000-2","Schalldämpfer    KVDPX   200.1000-2","Acutec Plus, Revisionierbar",30,1936,{"$f":"G1763*(1-VLOOKUP(F1763,Konditionen!$B:$G,6,0))","v":1936}]
["LindabSafe Formteile","KVDPX","KVDPX200300-1","Schalldämpfer     KVDPX   200.300-1","Acutec Plus",30,606.20000000000005,{"$f":"G1764*(1-VLOOKUP(F1764,Konditionen!$B:$G,6,0))","v":606.20000000000005}]
["LindabSafe Formteile","KVDPX","KVDPX200300-2","Schalldämpfer     KVDPX   200.300-2","Acutec Plus, Revisionierbar",30,1326,{"$f":"G1765*(1-VLOOKUP(F1765,Konditionen!$B:$G,6,0))","v":1326}]
["LindabSafe Formteile","KVDPX","KVDPX200600-1","Schalldämpfer     KVDPX   200.600-1","Acutec Plus",30,836.5,{"$f":"G1766*(1-VLOOKUP(F1766,Konditionen!$B:$G,6,0))","v":836.5}]
["LindabSafe Formteile","KVDPX","KVDPX200600-2","Schalldämpfer     KVDPX   200.600-2","Acutec Plus, Revisionierbar",30,1555,{"$f":"G1767*(1-VLOOKUP(F1767,Konditionen!$B:$G,6,0))","v":1555}]
["LindabSafe Formteile","KVDPX","KVDPX2501000-1","Schalldämpfer    KVDPX   250.1000-1","Acutec Plus",30,1783,{"$f":"G1768*(1-VLOOKUP(F1768,Konditionen!$B:$G,6,0))","v":1783}]
["LindabSafe Formteile","KVDPX","KVDPX2501000-2","Schalldämpfer    KVDPX   250.1000-2","Acutec Plus, Revisionierbar",30,2301,{"$f":"G1769*(1-VLOOKUP(F1769,Konditionen!$B:$G,6,0))","v":2301}]
["LindabSafe Formteile","KVDPX","KVDPX250600-1","Schalldämpfer     KVDPX   250.600-1","Acutec Plus",30,1156,{"$f":"G1770*(1-VLOOKUP(F1770,Konditionen!$B:$G,6,0))","v":1156}]
["LindabSafe Formteile","KVDPX","KVDPX250600-2","Schalldämpfer     KVDPX   250.600-2","Acutec Plus, Revisionierbar",30,1844,{"$f":"G1771*(1-VLOOKUP(F1771,Konditionen!$B:$G,6,0))","v":1844}]
["LindabSafe Formteile","KVDPX","KVDPX3151000-1","Schalldämpfer    KVDPX   315.1000-1","Acutec Plus",30,2476,{"$f":"G1772*(1-VLOOKUP(F1772,Konditionen!$B:$G,6,0))","v":2476}]
["LindabSafe Formteile","KVDPX","KVDPX3151000-2","Schalldämpfer    KVDPX   315.1000-2","Acutec Plus, Revisionierbar",30,2603,{"$f":"G1773*(1-VLOOKUP(F1773,Konditionen!$B:$G,6,0))","v":2603}]
["LindabSafe Formteile","KVDPX","KVDPX315600-1","Schalldämpfer     KVDPX   315.600-1","Acutec Plus",30,1347,{"$f":"G1774*(1-VLOOKUP(F1774,Konditionen!$B:$G,6,0))","v":1347}]
["LindabSafe Formteile","KVDPX","KVDPX315600-2","Schalldämpfer     KVDPX   315.600-2","Acutec Plus, Revisionierbar",30,2279,{"$f":"G1775*(1-VLOOKUP(F1775,Konditionen!$B:$G,6,0))","v":2279}]
["LindabSafe Formteile","KVDPX","KVDPX4001250-1","Schalldämpfer    KVDPX   400.1250-1","Acutec Plus",30,3543,{"$f":"G1776*(1-VLOOKUP(F1776,Konditionen!$B:$G,6,0))","v":3543}]
["LindabSafe Formteile","KVDPX","KVDPX4001250-2","Schalldämpfer    KVDPX   400.1250-2","Acutec Plus, Revisionierbar",30,4275,{"$f":"G1777*(1-VLOOKUP(F1777,Konditionen!$B:$G,6,0))","v":4275}]
["LindabSafe Formteile","KVDPX","KVDPX400600-1","Schalldämpfer     KVDPX   400.600-1","Acutec Plus",30,2313,{"$f":"G1778*(1-VLOOKUP(F1778,Konditionen!$B:$G,6,0))","v":2313}]
["LindabSafe Formteile","KVDPX","KVDPX400600-2","Schalldämpfer     KVDPX   400.600-2","Acutec Plus, Revisionierbar",30,2986,{"$f":"G1779*(1-VLOOKUP(F1779,Konditionen!$B:$G,6,0))","v":2986}]
["LindabSafe Formteile","KVDPX","KVDPX5001250-1","Schalldämpfer    KVDPX   500.1250-1","Acutec Plus",30,4714,{"$f":"G1780*(1-VLOOKUP(F1780,Konditionen!$B:$G,6,0))","v":4714}]
["LindabSafe Formteile","KVDPX","KVDPX5001250-2","Schalldämpfer    KVDPX   500.1250-2","Acutec Plus, Revisionierbar",30,5445,{"$f":"G1781*(1-VLOOKUP(F1781,Konditionen!$B:$G,6,0))","v":5445}]
["LindabSafe Formteile","KVDPX","KVDPX500600-1","Schalldämpfer     KVDPX   500.600-1","Acutec Plus",30,2892,{"$f":"G1782*(1-VLOOKUP(F1782,Konditionen!$B:$G,6,0))","v":2892}]
["LindabSafe Formteile","KVDPX","KVDPX500600-2","Schalldämpfer     KVDPX   500.600-2","Acutec Plus, Revisionierbar",30,3590,{"$f":"G1783*(1-VLOOKUP(F1783,Konditionen!$B:$G,6,0))","v":3590}]
["LindabSafe Formteile","KVDPX","KVDPX6301250-1","Schalldämpfer    KVDPX   630.1250-1","Acutec Plus",30,6403,{"$f":"G1784*(1-VLOOKUP(F1784,Konditionen!$B:$G,6,0))","v":6403}]
["LindabSafe Formteile","KVDPX","KVDPX6301250-2","Schalldämpfer    KVDPX   630.1250-2","Acutec Plus, Revisionierbar",30,7295,{"$f":"G1785*(1-VLOOKUP(F1785,Konditionen!$B:$G,6,0))","v":7295}]
["LindabSafe Formteile","KVDPX","KVDPX630600-1","Schalldämpfer     KVDPX   630.600-1","Acutec Plus",30,4008,{"$f":"G1786*(1-VLOOKUP(F1786,Konditionen!$B:$G,6,0))","v":4008}]
["LindabSafe Formteile","KVDPX","KVDPX630600-2","Schalldämpfer     KVDPX   630.600-2","Acutec Plus, Revisionierbar",30,4575,{"$f":"G1787*(1-VLOOKUP(F1787,Konditionen!$B:$G,6,0))","v":4575}]
["LindabSafe Formteile","LORU","LORU10001000","Überg.eckig-rund LORU 1000.1000....","",30,1312,{"$f":"G1788*(1-VLOOKUP(F1788,Konditionen!$B:$G,6,0))","v":1312}]
["LindabSafe Formteile","LORU","LORU1000250","Überg.eckig-rund LORU 1000.250....","",30,1072,{"$f":"G1789*(1-VLOOKUP(F1789,Konditionen!$B:$G,6,0))","v":1072}]
["LindabSafe Formteile","LORU","LORU1000300","Überg.eckig-rund LORU 1000.300....","",30,1092,{"$f":"G1790*(1-VLOOKUP(F1790,Konditionen!$B:$G,6,0))","v":1092}]
["LindabSafe Formteile","LORU","LORU1000350","Überg.eckig-rund LORU 1000.350....","",30,1107,{"$f":"G1791*(1-VLOOKUP(F1791,Konditionen!$B:$G,6,0))","v":1107}]
["LindabSafe Formteile","LORU","LORU1000400","Überg.eckig-rund LORU 1000.400....","",30,1124,{"$f":"G1792*(1-VLOOKUP(F1792,Konditionen!$B:$G,6,0))","v":1124}]
["LindabSafe Formteile","LORU","LORU1000450","Überg.eckig-rund LORU 1000.450....","",30,1138,{"$f":"G1793*(1-VLOOKUP(F1793,Konditionen!$B:$G,6,0))","v":1138}]
["LindabSafe Formteile","LORU","LORU1000500","Überg.eckig-rund LORU 1000.500....","",30,1157,{"$f":"G1794*(1-VLOOKUP(F1794,Konditionen!$B:$G,6,0))","v":1157}]
["LindabSafe Formteile","LORU","LORU1000600","Überg.eckig-rund LORU 1000.600....","",30,1185,{"$f":"G1795*(1-VLOOKUP(F1795,Konditionen!$B:$G,6,0))","v":1185}]
["LindabSafe Formteile","LORU","LORU1000700","Überg.eckig-rund LORU 1000.700....","",30,1217,{"$f":"G1796*(1-VLOOKUP(F1796,Konditionen!$B:$G,6,0))","v":1217}]
["LindabSafe Formteile","LORU","LORU1000800","Überg.eckig-rund LORU 1000.800....","",30,1249,{"$f":"G1797*(1-VLOOKUP(F1797,Konditionen!$B:$G,6,0))","v":1249}]
["LindabSafe Formteile","LORU","LORU1000900","Überg.eckig-rund LORU 1000.900....","",30,1280,{"$f":"G1798*(1-VLOOKUP(F1798,Konditionen!$B:$G,6,0))","v":1280}]
["LindabSafe Formteile","LORU","LORU100100","Überg.eckig-rund LORU 100.100....","",30,324.55,{"$f":"G1799*(1-VLOOKUP(F1799,Konditionen!$B:$G,6,0))","v":324.55}]
["LindabSafe Formteile","LORU","LORU12001000","Überg.eckig-rund LORU 1200.1000....","",30,2173,{"$f":"G1800*(1-VLOOKUP(F1800,Konditionen!$B:$G,6,0))","v":2173}]
["LindabSafe Formteile","LORU","LORU12001200","Überg.eckig-rund LORU 1200.1200....","",30,2326,{"$f":"G1801*(1-VLOOKUP(F1801,Konditionen!$B:$G,6,0))","v":2326}]
["LindabSafe Formteile","LORU","LORU1200300","Überg.eckig-rund LORU 1200.300....","",30,1520,{"$f":"G1802*(1-VLOOKUP(F1802,Konditionen!$B:$G,6,0))","v":1520}]
["LindabSafe Formteile","LORU","LORU1200350","Überg.eckig-rund LORU 1200.350....","",30,1545,{"$f":"G1803*(1-VLOOKUP(F1803,Konditionen!$B:$G,6,0))","v":1545}]
["LindabSafe Formteile","LORU","LORU1200400","Überg.eckig-rund LORU 1200.400....","",30,1566,{"$f":"G1804*(1-VLOOKUP(F1804,Konditionen!$B:$G,6,0))","v":1566}]
["LindabSafe Formteile","LORU","LORU1200450","Überg.eckig-rund LORU 1200.450....","",30,1585,{"$f":"G1805*(1-VLOOKUP(F1805,Konditionen!$B:$G,6,0))","v":1585}]
["LindabSafe Formteile","LORU","LORU1200500","Überg.eckig-rund LORU 1200.500....","",30,1613,{"$f":"G1806*(1-VLOOKUP(F1806,Konditionen!$B:$G,6,0))","v":1613}]
["LindabSafe Formteile","LORU","LORU1200600","Überg.eckig-rund LORU 1200.600....","",30,1660,{"$f":"G1807*(1-VLOOKUP(F1807,Konditionen!$B:$G,6,0))","v":1660}]
["LindabSafe Formteile","LORU","LORU1200700","Überg.eckig-rund LORU 1200.700....","",30,1715,{"$f":"G1808*(1-VLOOKUP(F1808,Konditionen!$B:$G,6,0))","v":1715}]
["LindabSafe Formteile","LORU","LORU1200800","Überg.eckig-rund LORU 1200.800....","",30,1767,{"$f":"G1809*(1-VLOOKUP(F1809,Konditionen!$B:$G,6,0))","v":1767}]
["LindabSafe Formteile","LORU","LORU1200900","Überg.eckig-rund LORU 1200.900....","",30,2114,{"$f":"G1810*(1-VLOOKUP(F1810,Konditionen!$B:$G,6,0))","v":2114}]
["LindabSafe Formteile","LORU","LORU14001000","Überg.eckig-rund LORU 1400.1000....","",30,2326,{"$f":"G1811*(1-VLOOKUP(F1811,Konditionen!$B:$G,6,0))","v":2326}]
["LindabSafe Formteile","LORU","LORU14001200","Überg.eckig-rund LORU 1400.1200....","",30,2475,{"$f":"G1812*(1-VLOOKUP(F1812,Konditionen!$B:$G,6,0))","v":2475}]
["LindabSafe Formteile","LORU","LORU1400350","Überg.eckig-rund LORU 1400.350....","",30,1673,{"$f":"G1813*(1-VLOOKUP(F1813,Konditionen!$B:$G,6,0))","v":1673}]
["LindabSafe Formteile","LORU","LORU1400400","Überg.eckig-rund LORU 1400.400....","",30,1692,{"$f":"G1814*(1-VLOOKUP(F1814,Konditionen!$B:$G,6,0))","v":1692}]
["LindabSafe Formteile","LORU","LORU1400450","Überg.eckig-rund LORU 1400.450....","",30,1721,{"$f":"G1815*(1-VLOOKUP(F1815,Konditionen!$B:$G,6,0))","v":1721}]
["LindabSafe Formteile","LORU","LORU1400500","Überg.eckig-rund LORU 1400.500....","",30,1743,{"$f":"G1816*(1-VLOOKUP(F1816,Konditionen!$B:$G,6,0))","v":1743}]
["LindabSafe Formteile","LORU","LORU1400600","Überg.eckig-rund LORU 1400.600....","",30,1788,{"$f":"G1817*(1-VLOOKUP(F1817,Konditionen!$B:$G,6,0))","v":1788}]
["LindabSafe Formteile","LORU","LORU1400700","Überg.eckig-rund LORU 1400.700....","",30,2136,{"$f":"G1818*(1-VLOOKUP(F1818,Konditionen!$B:$G,6,0))","v":2136}]
["LindabSafe Formteile","LORU","LORU1400800","Überg.eckig-rund LORU 1400.800....","",30,2197,{"$f":"G1819*(1-VLOOKUP(F1819,Konditionen!$B:$G,6,0))","v":2197}]
["LindabSafe Formteile","LORU","LORU1400900","Überg.eckig-rund LORU 1400.900....","",30,2267,{"$f":"G1820*(1-VLOOKUP(F1820,Konditionen!$B:$G,6,0))","v":2267}]
["LindabSafe Formteile","LORU","LORU150100","Überg.eckig-rund LORU 150.100....","",30,338.95,{"$f":"G1821*(1-VLOOKUP(F1821,Konditionen!$B:$G,6,0))","v":338.95}]
["LindabSafe Formteile","LORU","LORU150150","Überg.eckig-rund LORU 150.150....","",30,359.95,{"$f":"G1822*(1-VLOOKUP(F1822,Konditionen!$B:$G,6,0))","v":359.95}]
["LindabSafe Formteile","LORU","LORU16001000","Überg.eckig-rund LORU 1600.1000....","",30,2528,{"$f":"G1823*(1-VLOOKUP(F1823,Konditionen!$B:$G,6,0))","v":2528}]
["LindabSafe Formteile","LORU","LORU16001200","Überg.eckig-rund LORU 1600.1200....","",30,2678,{"$f":"G1824*(1-VLOOKUP(F1824,Konditionen!$B:$G,6,0))","v":2678}]
["LindabSafe Formteile","LORU","LORU1600400","Überg.eckig-rund LORU 1600.400....","",30,1867,{"$f":"G1825*(1-VLOOKUP(F1825,Konditionen!$B:$G,6,0))","v":1867}]
["LindabSafe Formteile","LORU","LORU1600450","Überg.eckig-rund LORU 1600.450....","",30,2194,{"$f":"G1826*(1-VLOOKUP(F1826,Konditionen!$B:$G,6,0))","v":2194}]
["LindabSafe Formteile","LORU","LORU1600500","Überg.eckig-rund LORU 1600.500....","",30,2218,{"$f":"G1827*(1-VLOOKUP(F1827,Konditionen!$B:$G,6,0))","v":2218}]
["LindabSafe Formteile","LORU","LORU1600600","Überg.eckig-rund LORU 1600.600....","",30,2271,{"$f":"G1828*(1-VLOOKUP(F1828,Konditionen!$B:$G,6,0))","v":2271}]
["LindabSafe Formteile","LORU","LORU1600700","Überg.eckig-rund LORU 1600.700....","",30,2338,{"$f":"G1829*(1-VLOOKUP(F1829,Konditionen!$B:$G,6,0))","v":2338}]
["LindabSafe Formteile","LORU","LORU1600800","Überg.eckig-rund LORU 1600.800....","",30,2400,{"$f":"G1830*(1-VLOOKUP(F1830,Konditionen!$B:$G,6,0))","v":2400}]
["LindabSafe Formteile","LORU","LORU1600900","Überg.eckig-rund LORU 1600.900....","",30,2464,{"$f":"G1831*(1-VLOOKUP(F1831,Konditionen!$B:$G,6,0))","v":2464}]
["LindabSafe Formteile","LORU","LORU18001000","Überg.eckig-rund LORU 1800.1000....","",30,2724,{"$f":"G1832*(1-VLOOKUP(F1832,Konditionen!$B:$G,6,0))","v":2724}]
["LindabSafe Formteile","LORU","LORU18001200","Überg.eckig-rund LORU 1800.1200....","",30,2993,{"$f":"G1833*(1-VLOOKUP(F1833,Konditionen!$B:$G,6,0))","v":2993}]
["LindabSafe Formteile","LORU","LORU1800450","Überg.eckig-rund LORU 1800.450....","",30,2391,{"$f":"G1834*(1-VLOOKUP(F1834,Konditionen!$B:$G,6,0))","v":2391}]
["LindabSafe Formteile","LORU","LORU1800500","Überg.eckig-rund LORU 1800.500....","",30,2425,{"$f":"G1835*(1-VLOOKUP(F1835,Konditionen!$B:$G,6,0))","v":2425}]
["LindabSafe Formteile","LORU","LORU1800600","Überg.eckig-rund LORU 1800.600....","",30,2475,{"$f":"G1836*(1-VLOOKUP(F1836,Konditionen!$B:$G,6,0))","v":2475}]
["LindabSafe Formteile","LORU","LORU1800700","Überg.eckig-rund LORU 1800.700....","",30,2540,{"$f":"G1837*(1-VLOOKUP(F1837,Konditionen!$B:$G,6,0))","v":2540}]
["LindabSafe Formteile","LORU","LORU1800800","Überg.eckig-rund LORU 1800.800....","",30,2600,{"$f":"G1838*(1-VLOOKUP(F1838,Konditionen!$B:$G,6,0))","v":2600}]
["LindabSafe Formteile","LORU","LORU1800900","Überg.eckig-rund LORU 1800.900....","",30,2665,{"$f":"G1839*(1-VLOOKUP(F1839,Konditionen!$B:$G,6,0))","v":2665}]
["LindabSafe Formteile","LORU","LORU20001000","Überg.eckig-rund LORU 2000.1000....","",30,3099,{"$f":"G1840*(1-VLOOKUP(F1840,Konditionen!$B:$G,6,0))","v":3099}]
["LindabSafe Formteile","LORU","LORU20001200","Überg.eckig-rund LORU 2000.1200....","",30,3258,{"$f":"G1841*(1-VLOOKUP(F1841,Konditionen!$B:$G,6,0))","v":3258}]
["LindabSafe Formteile","LORU","LORU2000500","Überg.eckig-rund LORU 2000.500....","",30,2671,{"$f":"G1842*(1-VLOOKUP(F1842,Konditionen!$B:$G,6,0))","v":2671}]
["LindabSafe Formteile","LORU","LORU2000600","Überg.eckig-rund LORU 2000.600....","",30,2724,{"$f":"G1843*(1-VLOOKUP(F1843,Konditionen!$B:$G,6,0))","v":2724}]
["LindabSafe Formteile","LORU","LORU2000700","Überg.eckig-rund LORU 2000.700....","",30,2790,{"$f":"G1844*(1-VLOOKUP(F1844,Konditionen!$B:$G,6,0))","v":2790}]
["LindabSafe Formteile","LORU","LORU2000800","Überg.eckig-rund LORU 2000.800....","",30,2849,{"$f":"G1845*(1-VLOOKUP(F1845,Konditionen!$B:$G,6,0))","v":2849}]
["LindabSafe Formteile","LORU","LORU2000900","Überg.eckig-rund LORU 2000.900....","",30,3037,{"$f":"G1846*(1-VLOOKUP(F1846,Konditionen!$B:$G,6,0))","v":3037}]
["LindabSafe Formteile","LORU","LORU200100","Überg.eckig-rund LORU 200.100....","",30,383.4,{"$f":"G1847*(1-VLOOKUP(F1847,Konditionen!$B:$G,6,0))","v":383.4}]
["LindabSafe Formteile","LORU","LORU200150","Überg.eckig-rund LORU 200.150....","",30,388.65,{"$f":"G1848*(1-VLOOKUP(F1848,Konditionen!$B:$G,6,0))","v":388.65}]
["LindabSafe Formteile","LORU","LORU200200","Überg.eckig-rund LORU 200.200....","",30,398.6,{"$f":"G1849*(1-VLOOKUP(F1849,Konditionen!$B:$G,6,0))","v":398.6}]
["LindabSafe Formteile","LORU","LORU250100","Überg.eckig-rund LORU 250.100....","",30,412.05,{"$f":"G1850*(1-VLOOKUP(F1850,Konditionen!$B:$G,6,0))","v":412.05}]
["LindabSafe Formteile","LORU","LORU250150","Überg.eckig-rund LORU 250.150....","",30,418.9,{"$f":"G1851*(1-VLOOKUP(F1851,Konditionen!$B:$G,6,0))","v":418.9}]
["LindabSafe Formteile","LORU","LORU250200","Überg.eckig-rund LORU 250.200....","",30,426.8,{"$f":"G1852*(1-VLOOKUP(F1852,Konditionen!$B:$G,6,0))","v":426.8}]
["LindabSafe Formteile","LORU","LORU250250","Überg.eckig-rund LORU 250.250....","",30,433.4,{"$f":"G1853*(1-VLOOKUP(F1853,Konditionen!$B:$G,6,0))","v":433.4}]
["LindabSafe Formteile","LORU","LORU300100","Überg.eckig-rund LORU 300.100....","",30,442.35,{"$f":"G1854*(1-VLOOKUP(F1854,Konditionen!$B:$G,6,0))","v":442.35}]
["LindabSafe Formteile","LORU","LORU300150","Überg.eckig-rund LORU 300.150....","",30,448.15,{"$f":"G1855*(1-VLOOKUP(F1855,Konditionen!$B:$G,6,0))","v":448.15}]
["LindabSafe Formteile","LORU","LORU300200","Überg.eckig-rund LORU 300.200....","",30,453.55,{"$f":"G1856*(1-VLOOKUP(F1856,Konditionen!$B:$G,6,0))","v":453.55}]
["LindabSafe Formteile","LORU","LORU300250","Überg.eckig-rund LORU 300.250....","",30,462.7,{"$f":"G1857*(1-VLOOKUP(F1857,Konditionen!$B:$G,6,0))","v":462.7}]
["LindabSafe Formteile","LORU","LORU300300","Überg.eckig-rund LORU 300.300....","",30,466.7,{"$f":"G1858*(1-VLOOKUP(F1858,Konditionen!$B:$G,6,0))","v":466.7}]
["LindabSafe Formteile","LORU","LORU350100","Überg.eckig-rund LORU 350.100....","",30,468.8,{"$f":"G1859*(1-VLOOKUP(F1859,Konditionen!$B:$G,6,0))","v":468.8}]
["LindabSafe Formteile","LORU","LORU350150","Überg.eckig-rund LORU 350.150....","",30,477.9,{"$f":"G1860*(1-VLOOKUP(F1860,Konditionen!$B:$G,6,0))","v":477.9}]
["LindabSafe Formteile","LORU","LORU350200","Überg.eckig-rund LORU 350.200....","",30,492,{"$f":"G1861*(1-VLOOKUP(F1861,Konditionen!$B:$G,6,0))","v":492}]
["LindabSafe Formteile","LORU","LORU350250","Überg.eckig-rund LORU 350.250....","",30,497.35,{"$f":"G1862*(1-VLOOKUP(F1862,Konditionen!$B:$G,6,0))","v":497.35}]
["LindabSafe Formteile","LORU","LORU350300","Überg.eckig-rund LORU 350.300....","",30,502.35,{"$f":"G1863*(1-VLOOKUP(F1863,Konditionen!$B:$G,6,0))","v":502.35}]
["LindabSafe Formteile","LORU","LORU350350","Überg.eckig-rund LORU 350.350....","",30,511.2,{"$f":"G1864*(1-VLOOKUP(F1864,Konditionen!$B:$G,6,0))","v":511.2}]
["LindabSafe Formteile","LORU","LORU400100","Überg.eckig-rund LORU 400.100....","",30,497.35,{"$f":"G1865*(1-VLOOKUP(F1865,Konditionen!$B:$G,6,0))","v":497.35}]
["LindabSafe Formteile","LORU","LORU400150","Überg.eckig-rund LORU 400.150....","",30,510.2,{"$f":"G1866*(1-VLOOKUP(F1866,Konditionen!$B:$G,6,0))","v":510.2}]
["LindabSafe Formteile","LORU","LORU400200","Überg.eckig-rund LORU 400.200....","",30,523.70000000000005,{"$f":"G1867*(1-VLOOKUP(F1867,Konditionen!$B:$G,6,0))","v":523.70000000000005}]
["LindabSafe Formteile","LORU","LORU400250","Überg.eckig-rund LORU 400.250....","",30,532.54999999999995,{"$f":"G1868*(1-VLOOKUP(F1868,Konditionen!$B:$G,6,0))","v":532.54999999999995}]
["LindabSafe Formteile","LORU","LORU400300","Überg.eckig-rund LORU 400.300....","",30,538.70000000000005,{"$f":"G1869*(1-VLOOKUP(F1869,Konditionen!$B:$G,6,0))","v":538.70000000000005}]
["LindabSafe Formteile","LORU","LORU400350","Überg.eckig-rund LORU 400.350....","",30,552.75,{"$f":"G1870*(1-VLOOKUP(F1870,Konditionen!$B:$G,6,0))","v":552.75}]
["LindabSafe Formteile","LORU","LORU400400","Überg.eckig-rund LORU 400.400....","",30,559.1,{"$f":"G1871*(1-VLOOKUP(F1871,Konditionen!$B:$G,6,0))","v":559.1}]
["LindabSafe Formteile","LORU","LORU450100","Überg.eckig-rund LORU 450.100....","",30,513.25,{"$f":"G1872*(1-VLOOKUP(F1872,Konditionen!$B:$G,6,0))","v":513.25}]
["LindabSafe Formteile","LORU","LORU450150","Überg.eckig-rund LORU 450.150....","",30,532.54999999999995,{"$f":"G1873*(1-VLOOKUP(F1873,Konditionen!$B:$G,6,0))","v":532.54999999999995}]
["LindabSafe Formteile","LORU","LORU450200","Überg.eckig-rund LORU 450.200....","",30,548.75,{"$f":"G1874*(1-VLOOKUP(F1874,Konditionen!$B:$G,6,0))","v":548.75}]
["LindabSafe Formteile","LORU","LORU450250","Überg.eckig-rund LORU 450.250....","",30,558,{"$f":"G1875*(1-VLOOKUP(F1875,Konditionen!$B:$G,6,0))","v":558}]
["LindabSafe Formteile","LORU","LORU450300","Überg.eckig-rund LORU 450.300....","",30,566,{"$f":"G1876*(1-VLOOKUP(F1876,Konditionen!$B:$G,6,0))","v":566}]
["LindabSafe Formteile","LORU","LORU450350","Überg.eckig-rund LORU 450.350....","",30,575.95000000000005,{"$f":"G1877*(1-VLOOKUP(F1877,Konditionen!$B:$G,6,0))","v":575.95000000000005}]
["LindabSafe Formteile","LORU","LORU450400","Überg.eckig-rund LORU 450.400....","",30,584.35,{"$f":"G1878*(1-VLOOKUP(F1878,Konditionen!$B:$G,6,0))","v":584.35}]
["LindabSafe Formteile","LORU","LORU450450","Überg.eckig-rund LORU 450.450....","",30,593.6,{"$f":"G1879*(1-VLOOKUP(F1879,Konditionen!$B:$G,6,0))","v":593.6}]
["LindabSafe Formteile","LORU","LORU500100","Überg.eckig-rund LORU 500.100....","",30,528.6,{"$f":"G1880*(1-VLOOKUP(F1880,Konditionen!$B:$G,6,0))","v":528.6}]
["LindabSafe Formteile","LORU","LORU500150","Überg.eckig-rund LORU 500.150....","",30,552.75,{"$f":"G1881*(1-VLOOKUP(F1881,Konditionen!$B:$G,6,0))","v":552.75}]
["LindabSafe Formteile","LORU","LORU500200","Überg.eckig-rund LORU 500.200....","",30,573.25,{"$f":"G1882*(1-VLOOKUP(F1882,Konditionen!$B:$G,6,0))","v":573.25}]
["LindabSafe Formteile","LORU","LORU500250","Überg.eckig-rund LORU 500.250....","",30,582.35,{"$f":"G1883*(1-VLOOKUP(F1883,Konditionen!$B:$G,6,0))","v":582.35}]
["LindabSafe Formteile","LORU","LORU500300","Überg.eckig-rund LORU 500.300....","",30,589.54999999999995,{"$f":"G1884*(1-VLOOKUP(F1884,Konditionen!$B:$G,6,0))","v":589.54999999999995}]
["LindabSafe Formteile","LORU","LORU500350","Überg.eckig-rund LORU 500.350....","",30,601.79999999999995,{"$f":"G1885*(1-VLOOKUP(F1885,Konditionen!$B:$G,6,0))","v":601.79999999999995}]
["LindabSafe Formteile","LORU","LORU500400","Überg.eckig-rund LORU 500.400....","",30,609.5,{"$f":"G1886*(1-VLOOKUP(F1886,Konditionen!$B:$G,6,0))","v":609.5}]
["LindabSafe Formteile","LORU","LORU500450","Überg.eckig-rund LORU 500.450....","",30,617.79999999999995,{"$f":"G1887*(1-VLOOKUP(F1887,Konditionen!$B:$G,6,0))","v":617.79999999999995}]
["LindabSafe Formteile","LORU","LORU500500","Überg.eckig-rund LORU 500.500....","",30,627.1,{"$f":"G1888*(1-VLOOKUP(F1888,Konditionen!$B:$G,6,0))","v":627.1}]
["LindabSafe Formteile","LORU","LORU600100","Überg.eckig-rund LORU 600.100....","",30,548.75,{"$f":"G1889*(1-VLOOKUP(F1889,Konditionen!$B:$G,6,0))","v":548.75}]
["LindabSafe Formteile","LORU","LORU600150","Überg.eckig-rund LORU 600.150....","",30,578.20000000000005,{"$f":"G1890*(1-VLOOKUP(F1890,Konditionen!$B:$G,6,0))","v":578.20000000000005}]
["LindabSafe Formteile","LORU","LORU600200","Überg.eckig-rund LORU 600.200....","",30,588.25,{"$f":"G1891*(1-VLOOKUP(F1891,Konditionen!$B:$G,6,0))","v":588.25}]
["LindabSafe Formteile","LORU","LORU600250","Überg.eckig-rund LORU 600.250....","",30,601.79999999999995,{"$f":"G1892*(1-VLOOKUP(F1892,Konditionen!$B:$G,6,0))","v":601.79999999999995}]
["LindabSafe Formteile","LORU","LORU600300","Überg.eckig-rund LORU 600.300....","",30,614.65,{"$f":"G1893*(1-VLOOKUP(F1893,Konditionen!$B:$G,6,0))","v":614.65}]
["LindabSafe Formteile","LORU","LORU600350","Überg.eckig-rund LORU 600.350....","",30,630.25,{"$f":"G1894*(1-VLOOKUP(F1894,Konditionen!$B:$G,6,0))","v":630.25}]
["LindabSafe Formteile","LORU","LORU600400","Überg.eckig-rund LORU 600.400....","",30,641,{"$f":"G1895*(1-VLOOKUP(F1895,Konditionen!$B:$G,6,0))","v":641}]
["LindabSafe Formteile","LORU","LORU600450","Überg.eckig-rund LORU 600.450....","",30,657.3,{"$f":"G1896*(1-VLOOKUP(F1896,Konditionen!$B:$G,6,0))","v":657.3}]
["LindabSafe Formteile","LORU","LORU600500","Überg.eckig-rund LORU 600.500....","",30,669.5,{"$f":"G1897*(1-VLOOKUP(F1897,Konditionen!$B:$G,6,0))","v":669.5}]
["LindabSafe Formteile","LORU","LORU600600","Überg.eckig-rund LORU 600.600....","",30,697.65,{"$f":"G1898*(1-VLOOKUP(F1898,Konditionen!$B:$G,6,0))","v":697.65}]
["LindabSafe Formteile","LORU","LORU700100","Überg.eckig-rund LORU 700.100....","",30,601.79999999999995,{"$f":"G1899*(1-VLOOKUP(F1899,Konditionen!$B:$G,6,0))","v":601.79999999999995}]
["LindabSafe Formteile","LORU","LORU700150","Überg.eckig-rund LORU 700.150....","",30,635.9,{"$f":"G1900*(1-VLOOKUP(F1900,Konditionen!$B:$G,6,0))","v":635.9}]
["LindabSafe Formteile","LORU","LORU700200","Überg.eckig-rund LORU 700.200....","",30,671.65,{"$f":"G1901*(1-VLOOKUP(F1901,Konditionen!$B:$G,6,0))","v":671.65}]
["LindabSafe Formteile","LORU","LORU700250","Überg.eckig-rund LORU 700.250....","",30,685.75,{"$f":"G1902*(1-VLOOKUP(F1902,Konditionen!$B:$G,6,0))","v":685.75}]
["LindabSafe Formteile","LORU","LORU700300","Überg.eckig-rund LORU 700.300....","",30,697.65,{"$f":"G1903*(1-VLOOKUP(F1903,Konditionen!$B:$G,6,0))","v":697.65}]
["LindabSafe Formteile","LORU","LORU700350","Überg.eckig-rund LORU 700.350....","",30,711.35,{"$f":"G1904*(1-VLOOKUP(F1904,Konditionen!$B:$G,6,0))","v":711.35}]
["LindabSafe Formteile","LORU","LORU700400","Überg.eckig-rund LORU 700.400....","",30,725.4,{"$f":"G1905*(1-VLOOKUP(F1905,Konditionen!$B:$G,6,0))","v":725.4}]
["LindabSafe Formteile","LORU","LORU700450","Überg.eckig-rund LORU 700.450....","",30,741.7,{"$f":"G1906*(1-VLOOKUP(F1906,Konditionen!$B:$G,6,0))","v":741.7}]
["LindabSafe Formteile","LORU","LORU700500","Überg.eckig-rund LORU 700.500....","",30,751.5,{"$f":"G1907*(1-VLOOKUP(F1907,Konditionen!$B:$G,6,0))","v":751.5}]
["LindabSafe Formteile","LORU","LORU700600","Überg.eckig-rund LORU 700.600....","",30,780.1,{"$f":"G1908*(1-VLOOKUP(F1908,Konditionen!$B:$G,6,0))","v":780.1}]
["LindabSafe Formteile","LORU","LORU700700","Überg.eckig-rund LORU 700.700....","",30,808.65,{"$f":"G1909*(1-VLOOKUP(F1909,Konditionen!$B:$G,6,0))","v":808.65}]
["LindabSafe Formteile","LORU","LORU800150","Überg.eckig-rund LORU 800.150....","",30,770.15,{"$f":"G1910*(1-VLOOKUP(F1910,Konditionen!$B:$G,6,0))","v":770.15}]
["LindabSafe Formteile","LORU","LORU800200","Überg.eckig-rund LORU 800.200....","",30,785.05,{"$f":"G1911*(1-VLOOKUP(F1911,Konditionen!$B:$G,6,0))","v":785.05}]
["LindabSafe Formteile","LORU","LORU800250","Überg.eckig-rund LORU 800.250....","",30,802.35,{"$f":"G1912*(1-VLOOKUP(F1912,Konditionen!$B:$G,6,0))","v":802.35}]
["LindabSafe Formteile","LORU","LORU800300","Überg.eckig-rund LORU 800.300....","",30,814.45,{"$f":"G1913*(1-VLOOKUP(F1913,Konditionen!$B:$G,6,0))","v":814.45}]
["LindabSafe Formteile","LORU","LORU800350","Überg.eckig-rund LORU 800.350....","",30,830.8,{"$f":"G1914*(1-VLOOKUP(F1914,Konditionen!$B:$G,6,0))","v":830.8}]
["LindabSafe Formteile","LORU","LORU800400","Überg.eckig-rund LORU 800.400....","",30,846.1,{"$f":"G1915*(1-VLOOKUP(F1915,Konditionen!$B:$G,6,0))","v":846.1}]
["LindabSafe Formteile","LORU","LORU800450","Überg.eckig-rund LORU 800.450....","",30,859.1,{"$f":"G1916*(1-VLOOKUP(F1916,Konditionen!$B:$G,6,0))","v":859.1}]
["LindabSafe Formteile","LORU","LORU800500","Überg.eckig-rund LORU 800.500....","",30,875.25,{"$f":"G1917*(1-VLOOKUP(F1917,Konditionen!$B:$G,6,0))","v":875.25}]
["LindabSafe Formteile","LORU","LORU800600","Überg.eckig-rund LORU 800.600....","",30,897.65,{"$f":"G1918*(1-VLOOKUP(F1918,Konditionen!$B:$G,6,0))","v":897.65}]
["LindabSafe Formteile","LORU","LORU800700","Überg.eckig-rund LORU 800.700....","",30,931.35,{"$f":"G1919*(1-VLOOKUP(F1919,Konditionen!$B:$G,6,0))","v":931.35}]
["LindabSafe Formteile","LORU","LORU800800","Überg.eckig-rund LORU 800.800....","",30,958.4,{"$f":"G1920*(1-VLOOKUP(F1920,Konditionen!$B:$G,6,0))","v":958.4}]
["LindabSafe Formteile","LORU","LORU900200","Überg.eckig-rund LORU 900.200....","",30,962.7,{"$f":"G1921*(1-VLOOKUP(F1921,Konditionen!$B:$G,6,0))","v":962.7}]
["LindabSafe Formteile","LORU","LORU900250","Überg.eckig-rund LORU 900.250....","",30,980.95,{"$f":"G1922*(1-VLOOKUP(F1922,Konditionen!$B:$G,6,0))","v":980.95}]
["LindabSafe Formteile","LORU","LORU900300","Überg.eckig-rund LORU 900.300....","",30,996.95,{"$f":"G1923*(1-VLOOKUP(F1923,Konditionen!$B:$G,6,0))","v":996.95}]
["LindabSafe Formteile","LORU","LORU900350","Überg.eckig-rund LORU 900.350....","",30,1014,{"$f":"G1924*(1-VLOOKUP(F1924,Konditionen!$B:$G,6,0))","v":1014}]
["LindabSafe Formteile","LORU","LORU900400","Überg.eckig-rund LORU 900.400....","",30,1029,{"$f":"G1925*(1-VLOOKUP(F1925,Konditionen!$B:$G,6,0))","v":1029}]
["LindabSafe Formteile","LORU","LORU900450","Überg.eckig-rund LORU 900.450....","",30,1043,{"$f":"G1926*(1-VLOOKUP(F1926,Konditionen!$B:$G,6,0))","v":1043}]
["LindabSafe Formteile","LORU","LORU900500","Überg.eckig-rund LORU 900.500....","",30,1059,{"$f":"G1927*(1-VLOOKUP(F1927,Konditionen!$B:$G,6,0))","v":1059}]
["LindabSafe Formteile","LORU","LORU900600","Überg.eckig-rund LORU 900.600....","",30,1092,{"$f":"G1928*(1-VLOOKUP(F1928,Konditionen!$B:$G,6,0))","v":1092}]
["LindabSafe Formteile","LORU","LORU900700","Überg.eckig-rund LORU 900.700....","",30,1124,{"$f":"G1929*(1-VLOOKUP(F1929,Konditionen!$B:$G,6,0))","v":1124}]
["LindabSafe Formteile","LORU","LORU900800","Überg.eckig-rund LORU 900.800....","",30,1157,{"$f":"G1930*(1-VLOOKUP(F1930,Konditionen!$B:$G,6,0))","v":1157}]
["LindabSafe Formteile","LORU","LORU900900","Überg.eckig-rund LORU 900.900....","",30,1185,{"$f":"G1931*(1-VLOOKUP(F1931,Konditionen!$B:$G,6,0))","v":1185}]
["LindabSafe Formteile","LRBCB","LRBCB2501000","Schalldämpfer    LRBCB     250.1000","rechteckig, Anschluß rund",30,1995,{"$f":"G1932*(1-VLOOKUP(F1932,Konditionen!$B:$G,6,0))","v":1995}]
["LindabSafe Formteile","LRBCB","LRBCB250500","Schalldämpfer    LRBCB     250.500","rechteckig, Anschluß rund",30,1218,{"$f":"G1933*(1-VLOOKUP(F1933,Konditionen!$B:$G,6,0))","v":1218}]
["LindabSafe Formteile","LRBCB","LRBCB3151000","Schalldämpfer    LRBCB     315.1000","rechteckig, Anschluß rund",30,3070,{"$f":"G1934*(1-VLOOKUP(F1934,Konditionen!$B:$G,6,0))","v":3070}]
["LindabSafe Formteile","LRBCB","LRBCB315500","Schalldämpfer    LRBCB     315.500","rechteckig, Anschluß rund",30,2083,{"$f":"G1935*(1-VLOOKUP(F1935,Konditionen!$B:$G,6,0))","v":2083}]
["LindabSafe Formteile","LRBCB","LRBCB4001000","Schalldämpfer    LRBCB     400.1000","rechteckig, Anschluß rund",30,3619,{"$f":"G1936*(1-VLOOKUP(F1936,Konditionen!$B:$G,6,0))","v":3619}]
["LindabSafe Formteile","LRBCB","LRBCB400500","Schalldämpfer    LRBCB     400.500","rechteckig, Anschluß rund",30,2405,{"$f":"G1937*(1-VLOOKUP(F1937,Konditionen!$B:$G,6,0))","v":2405}]
["LindabSafe Formteile","LRBCB","LRBCB5001200","Schalldämpfer    LRBCB     500.1200","rechteckig, Anschluß rund",30,6109,{"$f":"G1938*(1-VLOOKUP(F1938,Konditionen!$B:$G,6,0))","v":6109}]
["LindabSafe Formteile","LRBCB","LRBCB500600","Schalldämpfer    LRBCB     500.600","rechteckig, Anschluß rund",30,4072,{"$f":"G1939*(1-VLOOKUP(F1939,Konditionen!$B:$G,6,0))","v":4072}]
["LindabSafe Formteile","LRBCB","LRBCB6301200","Schalldämpfer    LRBCB     630.1200","rechteckig, Anschluß rund",30,7699,{"$f":"G1940*(1-VLOOKUP(F1940,Konditionen!$B:$G,6,0))","v":7699}]
["LindabSafe Formteile","LRBCB","LRBCB630600","Schalldämpfer    LRBCB     630.600","rechteckig, Anschluß rund",30,5186,{"$f":"G1941*(1-VLOOKUP(F1941,Konditionen!$B:$G,6,0))","v":5186}]
["LindabSafe Formteile","LRBCB","LRBCB8001200","Schalldämpfer    LRBCB     800.1200","rechteckig, Anschluß rund",30,9695,{"$f":"G1942*(1-VLOOKUP(F1942,Konditionen!$B:$G,6,0))","v":9695}]
["LindabSafe Formteile","LRBCB","LRBCB800600","Schalldämpfer    LRBCB     800.600","rechteckig, Anschluß rund",30,6617,{"$f":"G1943*(1-VLOOKUP(F1943,Konditionen!$B:$G,6,0))","v":6617}]
["LindabSafe Formteile","LRCA","LRCA1001000","Schalldämpfer    LRCA      100.1000","rechteckig, Anschluß rund",30,914.05,{"$f":"G1944*(1-VLOOKUP(F1944,Konditionen!$B:$G,6,0))","v":914.05}]
["LindabSafe Formteile","LRCA","LRCA100500","Schalldämpfer    LRCA      100.500","rechteckig, Anschluß rund",30,773.2,{"$f":"G1945*(1-VLOOKUP(F1945,Konditionen!$B:$G,6,0))","v":773.2}]
["LindabSafe Formteile","LRCA","LRCA1251000","Schalldämpfer    LRCA      125.1000","rechteckig, Anschluß rund",30,964.8,{"$f":"G1946*(1-VLOOKUP(F1946,Konditionen!$B:$G,6,0))","v":964.8}]
["LindabSafe Formteile","LRCA","LRCA125500","Schalldämpfer    LRCA      125.500","rechteckig, Anschluß rund",30,801.55,{"$f":"G1947*(1-VLOOKUP(F1947,Konditionen!$B:$G,6,0))","v":801.55}]
["LindabSafe Formteile","LRCA","LRCA1601000","Schalldämpfer    LRCA      160.1000","rechteckig, Anschluß rund",30,1005,{"$f":"G1948*(1-VLOOKUP(F1948,Konditionen!$B:$G,6,0))","v":1005}]
["LindabSafe Formteile","LRCA","LRCA160500","Schalldämpfer    LRCA      160.500","rechteckig, Anschluß rund",30,836.6,{"$f":"G1949*(1-VLOOKUP(F1949,Konditionen!$B:$G,6,0))","v":836.6}]
["LindabSafe Formteile","LRCA","LRCA2001000","Schalldämpfer    LRCA      200.1000","rechteckig, Anschluß rund",30,1039,{"$f":"G1950*(1-VLOOKUP(F1950,Konditionen!$B:$G,6,0))","v":1039}]
["LindabSafe Formteile","LRCA","LRCA200500","Schalldämpfer    LRCA      200.500","rechteckig, Anschluß rund",30,887.15,{"$f":"G1951*(1-VLOOKUP(F1951,Konditionen!$B:$G,6,0))","v":887.15}]
["LindabSafe Formteile","LRCA","LRCA2501000","Schalldämpfer    LRCA      250.1000","rechteckig, Anschluß rund",30,1253,{"$f":"G1952*(1-VLOOKUP(F1952,Konditionen!$B:$G,6,0))","v":1253}]
["LindabSafe Formteile","LRCA","LRCA250500","Schalldämpfer    LRCA      250.500","rechteckig, Anschluß rund",30,971.45,{"$f":"G1953*(1-VLOOKUP(F1953,Konditionen!$B:$G,6,0))","v":971.45}]
["LindabSafe Formteile","LRCA","LRCA3151000","Schalldämpfer    LRCA      315.1000","rechteckig, Anschluß rund",30,1440,{"$f":"G1954*(1-VLOOKUP(F1954,Konditionen!$B:$G,6,0))","v":1440}]
["LindabSafe Formteile","LRCA","LRCA315500","Schalldämpfer    LRCA      315.500","rechteckig, Anschluß rund",30,1090,{"$f":"G1955*(1-VLOOKUP(F1955,Konditionen!$B:$G,6,0))","v":1090}]
["LindabSafe Formteile","LRCA","LRCA4001000","Schalldämpfer    LRCA      400.1000","rechteckig, Anschluß rund",30,1734,{"$f":"G1956*(1-VLOOKUP(F1956,Konditionen!$B:$G,6,0))","v":1734}]
["LindabSafe Formteile","LRCA","LRCA400500","Schalldämpfer    LRCA      400.500","rechteckig, Anschluß rund",30,1269,{"$f":"G1957*(1-VLOOKUP(F1957,Konditionen!$B:$G,6,0))","v":1269}]
["LindabSafe Formteile","LRCA","LRCA801000","Schalldämpfer    LRCA       80.1000","rechteckig, Anschluß rund",30,875,{"$f":"G1958*(1-VLOOKUP(F1958,Konditionen!$B:$G,6,0))","v":875}]
["LindabSafe Formteile","LRCA","LRCA80500","Schalldämpfer    LRCA       80.500","rechteckig, Anschluß rund",30,751.65,{"$f":"G1959*(1-VLOOKUP(F1959,Konditionen!$B:$G,6,0))","v":751.65}]
["LindabSafe Formteile","LRCB","LRCB1001000","Schalldämpfer    LRCB      100.1000","rechteckig, Anschluß rund",30,209.65,{"$f":"G1960*(1-VLOOKUP(F1960,Konditionen!$B:$G,6,0))","v":209.65}]
["LindabSafe Formteile","LRCB","LRCB100500","Schalldämpfer    LRCB      100.500","rechteckig, Anschluß rund",30,135.19999999999999,{"$f":"G1961*(1-VLOOKUP(F1961,Konditionen!$B:$G,6,0))","v":135.19999999999999}]
["LindabSafe Formteile","LRCB","LRCB1251000","Schalldämpfer    LRCB      125.1000","rechteckig, Anschluß rund",30,243.3,{"$f":"G1962*(1-VLOOKUP(F1962,Konditionen!$B:$G,6,0))","v":243.3}]
["LindabSafe Formteile","LRCB","LRCB125500","Schalldämpfer    LRCB      125.500","rechteckig, Anschluß rund",30,153.6,{"$f":"G1963*(1-VLOOKUP(F1963,Konditionen!$B:$G,6,0))","v":153.6}]
["LindabSafe Formteile","LRCB","LRCB1601000","Schalldämpfer    LRCB      160.1000","rechteckig, Anschluß rund",30,314.95,{"$f":"G1964*(1-VLOOKUP(F1964,Konditionen!$B:$G,6,0))","v":314.95}]
["LindabSafe Formteile","LRCB","LRCB160500","Schalldämpfer    LRCB      160.500","rechteckig, Anschluß rund",30,194.6,{"$f":"G1965*(1-VLOOKUP(F1965,Konditionen!$B:$G,6,0))","v":194.6}]
["LindabSafe Formteile","LRCB","LRCB2001000","Schalldämpfer    LRCB      200.1000","rechteckig, Anschluß rund",30,358.55,{"$f":"G1966*(1-VLOOKUP(F1966,Konditionen!$B:$G,6,0))","v":358.55}]
["LindabSafe Formteile","LRCB","LRCB200500","Schalldämpfer    LRCB      200.500","rechteckig, Anschluß rund",30,217.55,{"$f":"G1967*(1-VLOOKUP(F1967,Konditionen!$B:$G,6,0))","v":217.55}]
["LindabSafe Formteile","LRCB","LRCB2501000","Schalldämpfer    LRCB      250.1000","rechteckig, Anschluß rund",30,519.6,{"$f":"G1968*(1-VLOOKUP(F1968,Konditionen!$B:$G,6,0))","v":519.6}]
["LindabSafe Formteile","LRCB","LRCB250500","Schalldämpfer    LRCB      250.500","rechteckig, Anschluß rund",30,342.4,{"$f":"G1969*(1-VLOOKUP(F1969,Konditionen!$B:$G,6,0))","v":342.4}]
["LindabSafe Formteile","LRCB","LRCB3151000","Schalldämpfer    LRCB      315.1000","rechteckig, Anschluß rund",30,627.75,{"$f":"G1970*(1-VLOOKUP(F1970,Konditionen!$B:$G,6,0))","v":627.75}]
["LindabSafe Formteile","LRCB","LRCB315500","Schalldämpfer    LRCB      315.500","rechteckig, Anschluß rund",30,411.45,{"$f":"G1971*(1-VLOOKUP(F1971,Konditionen!$B:$G,6,0))","v":411.45}]
["LindabSafe Formteile","LRCB","LRCB4001000","Schalldämpfer    LRCB      400.1000","rechteckig, Anschluß rund",30,758.45,{"$f":"G1972*(1-VLOOKUP(F1972,Konditionen!$B:$G,6,0))","v":758.45}]
["LindabSafe Formteile","LRCB","LRCB400500","Schalldämpfer    LRCB      400.500","rechteckig, Anschluß rund",30,538.54999999999995,{"$f":"G1973*(1-VLOOKUP(F1973,Konditionen!$B:$G,6,0))","v":538.54999999999995}]
["LindabSafe Formteile","MF","MF100","Muffe            MF            100","",30,11.2,{"$f":"G1974*(1-VLOOKUP(F1974,Konditionen!$B:$G,6,0))","v":11.2}]
["LindabSafe Formteile","MF","MF1000","Muffe            MF            1000","",30,105.35,{"$f":"G1975*(1-VLOOKUP(F1975,Konditionen!$B:$G,6,0))","v":105.35}]
["LindabSafe Formteile","MF","MF112","Muffe            MF            112","",30,11.35,{"$f":"G1976*(1-VLOOKUP(F1976,Konditionen!$B:$G,6,0))","v":11.35}]
["LindabSafe Formteile","MF","MF1120","Muffe            MF            1120","",30,127.75,{"$f":"G1977*(1-VLOOKUP(F1977,Konditionen!$B:$G,6,0))","v":127.75}]
["LindabSafe Formteile","MF","MF125","Muffe            MF            125","",30,11.35,{"$f":"G1978*(1-VLOOKUP(F1978,Konditionen!$B:$G,6,0))","v":11.35}]
["LindabSafe Formteile","MF","MF1250","Muffe            MF            1250","",30,151.25,{"$f":"G1979*(1-VLOOKUP(F1979,Konditionen!$B:$G,6,0))","v":151.25}]
["LindabSafe Formteile","MF","MF140","Muffe            MF            140","",30,11.85,{"$f":"G1980*(1-VLOOKUP(F1980,Konditionen!$B:$G,6,0))","v":11.85}]
["LindabSafe Formteile","MF","MF150","Muffe            MF            150","",30,11.85,{"$f":"G1981*(1-VLOOKUP(F1981,Konditionen!$B:$G,6,0))","v":11.85}]
["LindabSafe Formteile","MF","MF160","Muffe            MF            160","",30,11.85,{"$f":"G1982*(1-VLOOKUP(F1982,Konditionen!$B:$G,6,0))","v":11.85}]
["LindabSafe Formteile","MF","MF180","Muffe            MF            180","",30,13.5,{"$f":"G1983*(1-VLOOKUP(F1983,Konditionen!$B:$G,6,0))","v":13.5}]
["LindabSafe Formteile","MF","MF200","Muffe            MF            200","",30,13.5,{"$f":"G1984*(1-VLOOKUP(F1984,Konditionen!$B:$G,6,0))","v":13.5}]
["LindabSafe Formteile","MF","MF224","Muffe            MF            224","",30,14.75,{"$f":"G1985*(1-VLOOKUP(F1985,Konditionen!$B:$G,6,0))","v":14.75}]
["LindabSafe Formteile","MF","MF250","Muffe            MF            250","",30,14.75,{"$f":"G1986*(1-VLOOKUP(F1986,Konditionen!$B:$G,6,0))","v":14.75}]
["LindabSafe Formteile","MF","MF280","Muffe            MF            280","",30,16.55,{"$f":"G1987*(1-VLOOKUP(F1987,Konditionen!$B:$G,6,0))","v":16.55}]
["LindabSafe Formteile","MF","MF300","Muffe            MF            300","",30,16.55,{"$f":"G1988*(1-VLOOKUP(F1988,Konditionen!$B:$G,6,0))","v":16.55}]
["LindabSafe Formteile","MF","MF315","Muffe            MF            315","",30,17.899999999999999,{"$f":"G1989*(1-VLOOKUP(F1989,Konditionen!$B:$G,6,0))","v":17.899999999999999}]
["LindabSafe Formteile","MF","MF355","Muffe            MF            355","",30,19.05,{"$f":"G1990*(1-VLOOKUP(F1990,Konditionen!$B:$G,6,0))","v":19.05}]
["LindabSafe Formteile","MF","MF400","Muffe            MF            400","",30,23.45,{"$f":"G1991*(1-VLOOKUP(F1991,Konditionen!$B:$G,6,0))","v":23.45}]
["LindabSafe Formteile","MF","MF450","Muffe            MF            450","",30,27.6,{"$f":"G1992*(1-VLOOKUP(F1992,Konditionen!$B:$G,6,0))","v":27.6}]
["LindabSafe Formteile","MF","MF500","Muffe            MF            500","",30,33.049999999999997,{"$f":"G1993*(1-VLOOKUP(F1993,Konditionen!$B:$G,6,0))","v":33.049999999999997}]
["LindabSafe Formteile","MF","MF560","Muffe            MF            560","",30,35.9,{"$f":"G1994*(1-VLOOKUP(F1994,Konditionen!$B:$G,6,0))","v":35.9}]
["LindabSafe Formteile","MF","MF600","Muffe            MF            600","",30,42.25,{"$f":"G1995*(1-VLOOKUP(F1995,Konditionen!$B:$G,6,0))","v":42.25}]
["LindabSafe Formteile","MF","MF63","Muffe            MF            63","",30,10.4,{"$f":"G1996*(1-VLOOKUP(F1996,Konditionen!$B:$G,6,0))","v":10.4}]
["LindabSafe Formteile","MF","MF630","Muffe            MF            630","",30,46.15,{"$f":"G1997*(1-VLOOKUP(F1997,Konditionen!$B:$G,6,0))","v":46.15}]
["LindabSafe Formteile","MF","MF71","Muffe            MF            71","",30,10.4,{"$f":"G1998*(1-VLOOKUP(F1998,Konditionen!$B:$G,6,0))","v":10.4}]
["LindabSafe Formteile","MF","MF710","Muffe            MF            710","",30,55.25,{"$f":"G1999*(1-VLOOKUP(F1999,Konditionen!$B:$G,6,0))","v":55.25}]
["LindabSafe Formteile","MF","MF80","Muffe            MF            80","",30,10.4,{"$f":"G2000*(1-VLOOKUP(F2000,Konditionen!$B:$G,6,0))","v":10.4}]
["LindabSafe Formteile","NPU","NPU140","Nippel           NPU           140","",30,22.05,{"$f":"G2010*(1-VLOOKUP(F2010,Konditionen!$B:$G,6,0))","v":22.05}]
["LindabSafe Formteile","NPU","NPU560","Nippel           NPU           560","",30,95,{"$f":"G2024*(1-VLOOKUP(F2024,Konditionen!$B:$G,6,0))","v":95}]
["LindabSafe Formteile","PSU","PSU10063","Sattelstück     100   PSU  100.63","",30,28.75,{"$f":"G2033*(1-VLOOKUP(F2033,Konditionen!$B:$G,6,0))","v":28.75}]
["LindabSafe Formteile","PSU","PSU160160","Sattelstück     160   PSU  160.160","",30,36.700000000000003,{"$f":"G2046*(1-VLOOKUP(F2046,Konditionen!$B:$G,6,0))","v":36.700000000000003}]
["LindabSafe Formteile","PSU","PSU20080","Sattelstück 180-200   PSU  200.80","",30,28.75,{"$f":"G2056*(1-VLOOKUP(F2056,Konditionen!$B:$G,6,0))","v":28.75}]
["LindabSafe Formteile","PSU","PSU315125","Sattelstück 280-355   PSU  315.125","",30,31.25,{"$f":"G2072*(1-VLOOKUP(F2072,Konditionen!$B:$G,6,0))","v":31.25}]
["LindabSafe Formteile","PSU","PSU400300","Sattelstück 355-400   PSU  400.300","",30,78.7,{"$f":"G2088*(1-VLOOKUP(F2088,Konditionen!$B:$G,6,0))","v":78.7}]
["LindabSafe Formteile","PSU","PSU400315","Sattelstück 400   PSU  400.315","",30,78.7,{"$f":"G2089*(1-VLOOKUP(F2089,Konditionen!$B:$G,6,0))","v":78.7}]
["LindabSafe Formteile","PSU","PSU630300","Sattelstück 560-630   PSU  630.300","",30,78.7,{"$f":"G2110*(1-VLOOKUP(F2110,Konditionen!$B:$G,6,0))","v":78.7}]
["LindabSafe Formteile","PSVU","PSVU4511201120","Sattelstück      PSVU 45  1120.1120","",30,1099,{"$f":"G2124*(1-VLOOKUP(F2124,Konditionen!$B:$G,6,0))","v":1099}]
["LindabSafe Formteile","PSVU","PSVU45300300","Sattelstück      PSVU 45   300.300","",30,146.69999999999999,{"$f":"G2136*(1-VLOOKUP(F2136,Konditionen!$B:$G,6,0))","v":146.69999999999999}]
["LindabSafe Formteile","PSVU","PSVU45400400","Sattelstück      PSVU 45   400.400","",30,174.55,{"$f":"G2139*(1-VLOOKUP(F2139,Konditionen!$B:$G,6,0))","v":174.55}]
["LindabSafe Formteile","RCFU","RCFU160125","Reduzierung      RCFU      160.125","",30,29.4,{"$f":"G2157*(1-VLOOKUP(F2157,Konditionen!$B:$G,6,0))","v":29.4}]
["LindabSafe Formteile","RCFU","RCFU200125","Reduzierung      RCFU      200.125","",30,38.35,{"$f":"G2165*(1-VLOOKUP(F2165,Konditionen!$B:$G,6,0))","v":38.35}]
["LindabSafe Formteile","RCFU","RCFU300200","Reduzierung      RCFU      300.200","",30,65.2,{"$f":"G2180*(1-VLOOKUP(F2180,Konditionen!$B:$G,6,0))","v":65.2}]
["LindabSafe Formteile","RCLFU","RCLFU1000450","Reduzierung      RCFLU    1000.450","",30,806.9,{"$f":"G2200*(1-VLOOKUP(F2200,Konditionen!$B:$G,6,0))","v":806.9}]
["LindabSafe Formteile","RCLFU","RCLFU1000600","Reduzierung      RCFLU    1000.600","",30,762.85,{"$f":"G2203*(1-VLOOKUP(F2203,Konditionen!$B:$G,6,0))","v":762.85}]
["LindabSafe Formteile","RCLFU","RCLFU1250630","Reduzierung      RCFLU    1250.630","",30,1294,{"$f":"G2225*(1-VLOOKUP(F2225,Konditionen!$B:$G,6,0))","v":1294}]
["LindabSafe Formteile","RCLFU","RCLFU125112","Reduzierung      RCFLU     125.112","",30,60.9,{"$f":"G2229*(1-VLOOKUP(F2229,Konditionen!$B:$G,6,0))","v":60.9}]
["LindabSafe Formteile","RCLFU","RCLFU200140","Reduzierung      RCFLU     200.140","",30,78.849999999999994,{"$f":"G2248*(1-VLOOKUP(F2248,Konditionen!$B:$G,6,0))","v":78.849999999999994}]
["LindabSafe Formteile","RCLFU","RCLFU280180","Reduzierung      RCFLU     280.180","",30,110.9,{"$f":"G2264*(1-VLOOKUP(F2264,Konditionen!$B:$G,6,0))","v":110.9}]
["LindabSafe Formteile","RCLFU","RCLFU300140","Reduzierung      RCFLU     300.140","",30,110.9,{"$f":"G2271*(1-VLOOKUP(F2271,Konditionen!$B:$G,6,0))","v":110.9}]
["LindabSafe Formteile","RCLFU","RCLFU355150","Reduzierung      RCFLU     355.150","",30,132.15,{"$f":"G2286*(1-VLOOKUP(F2286,Konditionen!$B:$G,6,0))","v":132.15}]
["LindabSafe Formteile","RCLFU","RCLFU400180","Reduzierung      RCFLU     400.180","",30,156.65,{"$f":"G2293*(1-VLOOKUP(F2293,Konditionen!$B:$G,6,0))","v":156.65}]
["LindabSafe Formteile","RCLFU","RCLFU450355","Reduzierung      RCFLU     450.355","",30,193.1,{"$f":"G2304*(1-VLOOKUP(F2304,Konditionen!$B:$G,6,0))","v":193.1}]
["LindabSafe Formteile","RCLFU","RCLFU560400","Reduzierung      RCFLU     560.400","",30,236.85,{"$f":"G2315*(1-VLOOKUP(F2315,Konditionen!$B:$G,6,0))","v":236.85}]
["LindabSafe Formteile","RCLFU","RCLFU710630","Reduzierung      RCFLU     710.630","",30,346.7,{"$f":"G2335*(1-VLOOKUP(F2335,Konditionen!$B:$G,6,0))","v":346.7}]
["LindabSafe Formteile","RCLFU","RCLFU900560","Reduzierung      RCFLU     900.560","",30,609.35,{"$f":"G2350*(1-VLOOKUP(F2350,Konditionen!$B:$G,6,0))","v":609.35}]
["LindabSafe Formteile","RCLU","RCLU1000500","Reduzierung      RCLU     1000.500","",30,680.25,{"$f":"G2357*(1-VLOOKUP(F2357,Konditionen!$B:$G,6,0))","v":680.25}]
["LindabSafe Formteile","RCLU","RCLU1120900","Reduzierung      RCLU     1120.900","",30,778.45,{"$f":"G2372*(1-VLOOKUP(F2372,Konditionen!$B:$G,6,0))","v":778.45}]
["LindabSafe Formteile","RCLU","RCLU1250560","Reduzierung      RCLU     1250.560","",30,1182,{"$f":"G2379*(1-VLOOKUP(F2379,Konditionen!$B:$G,6,0))","v":1182}]
["LindabSafe Formteile","RCLU","RCLU14080","Reduzierung      RCLU      140.80","",30,54.25,{"$f":"G2391*(1-VLOOKUP(F2391,Konditionen!$B:$G,6,0))","v":54.25}]
["LindabSafe Formteile","RCLU","RCLU280100","Reduzierung      RCLU      280.100","",30,100,{"$f":"G2414*(1-VLOOKUP(F2414,Konditionen!$B:$G,6,0))","v":100}]
["LindabSafe Formteile","RCLU","RCLU280200","Reduzierung      RCLU      280.200","",30,96.95,{"$f":"G2421*(1-VLOOKUP(F2421,Konditionen!$B:$G,6,0))","v":96.95}]
["LindabSafe Formteile","RCLU","RCLU315140","Reduzierung      RCLU      315.140","",30,102.2,{"$f":"G2436*(1-VLOOKUP(F2436,Konditionen!$B:$G,6,0))","v":102.2}]
["LindabSafe Formteile","RCLU","RCLU355160","Reduzierung      RCLU      355.160","",30,113.9,{"$f":"G2443*(1-VLOOKUP(F2443,Konditionen!$B:$G,6,0))","v":113.9}]
["LindabSafe Formteile","RCLU","RCLU450315","Reduzierung      RCLU      450.315","",30,165.35,{"$f":"G2459*(1-VLOOKUP(F2459,Konditionen!$B:$G,6,0))","v":165.35}]
["LindabSafe Formteile","RCLU","RCLU600450","Reduzierung      RCLU      600.450","",30,220,{"$f":"G2478*(1-VLOOKUP(F2478,Konditionen!$B:$G,6,0))","v":220}]
["LindabSafe Formteile","RCLU","RCLU630450","Reduzierung      RCLU      630.450","",30,246.25,{"$f":"G2482*(1-VLOOKUP(F2482,Konditionen!$B:$G,6,0))","v":246.25}]
["LindabSafe Formteile","RCLU","RCLU710600","Reduzierung      RCLU      710.600","",30,290.85000000000002,{"$f":"G2491*(1-VLOOKUP(F2491,Konditionen!$B:$G,6,0))","v":290.85000000000002}]
["LindabSafe Formteile","RCLU","RCLU900560","Reduzierung      RCLU      900.560","",30,514.25,{"$f":"G2507*(1-VLOOKUP(F2507,Konditionen!$B:$G,6,0))","v":514.25}]
["LindabSafe Formteile","RCU","RCU200125","Reduzierung      RCU       200.125","",30,43.9,{"$f":"G2527*(1-VLOOKUP(F2527,Konditionen!$B:$G,6,0))","v":43.9}]
["LindabSafe Formteile","RCU","RCU200160","Reduzierung      RCU       200.160","",30,43.9,{"$f":"G2529*(1-VLOOKUP(F2529,Konditionen!$B:$G,6,0))","v":43.9}]
["LindabSafe Formteile","RCU","RCU400200","Reduzierung      RCU       400.200","",30,133.69999999999999,{"$f":"G2550*(1-VLOOKUP(F2550,Konditionen!$B:$G,6,0))","v":133.69999999999999}]
["LindabSafe Formteile","RCU","RCU500400","Reduzierung      RCU       500.400","",30,187.55,{"$f":"G2555*(1-VLOOKUP(F2555,Konditionen!$B:$G,6,0))","v":187.55}]
["LindabSafe Formteile","SBÖJU","SBÖJU224","Etagenbogen    SBÖJU  224.L1  .L2","",30,164.6,{"$f":"G2571*(1-VLOOKUP(F2571,Konditionen!$B:$G,6,0))","v":164.6}]
["LindabSafe Formteile","SBÖJU","SBÖJU630","Etagenbogen    SBÖJU  630.L1  .L2","",30,788.25,{"$f":"G2583*(1-VLOOKUP(F2583,Konditionen!$B:$G,6,0))","v":788.25}]
["LindabSafe Formteile","SLBU","SLBU355900","Schalldämpfer    SLBU      355.900","mit Mittelkulisse",30,1883,{"$f":"G2597*(1-VLOOKUP(F2597,Konditionen!$B:$G,6,0))","v":1883}]
["LindabSafe Formteile","SLBU","SLBU5001200","Schalldämpfer    SLBU      500.1200","mit Mittelkulisse",30,2605,{"$f":"G2606*(1-VLOOKUP(F2606,Konditionen!$B:$G,6,0))","v":2605}]
["LindabSafe Formteile","SLBU","SLBU9001200","Schalldämpfer    SLBU      900.1200","mit Mittelkulisse",30,4833,{"$f":"G2619*(1-VLOOKUP(F2619,Konditionen!$B:$G,6,0))","v":4833}]
["LindabSafe Formteile","SLFSL","SLFSL501601000","Schalldämpfer  SLFSL50 160.1000","beidseitig Gummilippen-Anschluss",30,415.15,{"$f":"G2635*(1-VLOOKUP(F2635,Konditionen!$B:$G,6,0))","v":415.15}]
["LindabSafe Formteile","SLFSL","SLFSL502801500","Schalldämpfer  SLFSL50 280.1500","beidseitig Gummilippen-Anschluss",30,1076,{"$f":"G2651*(1-VLOOKUP(F2651,Konditionen!$B:$G,6,0))","v":1076}]
["LindabSafe Formteile","SLFSL","SLFSL5080500","Schalldämpfer  SLFSL50   80.500","beidseitig Gummilippen-Anschluss",30,155.25,{"$f":"G2661*(1-VLOOKUP(F2661,Konditionen!$B:$G,6,0))","v":155.25}]
["LindabSafe Formteile","SLGPU","SLGPU4001200100","Schalldämpfer   SLGPU  400.1200.100","Schallabsorbierender Kern",30,2377,{"$f":"G2674*(1-VLOOKUP(F2674,Konditionen!$B:$G,6,0))","v":2377}]
["LindabSafe Formteile","SLGPU","SLGPU6301500100","Schalldämpfer   SLGPU  630.1500.100","Schallabsorbierender Kern",30,4148,{"$f":"G2683*(1-VLOOKUP(F2683,Konditionen!$B:$G,6,0))","v":4148}]
["LindabSafe Formteile","SLGU","SLGU100900100","Schalldämpfer    SLGU 100.900","100mm Isolierung",30,586.29999999999995,{"$f":"G2699*(1-VLOOKUP(F2699,Konditionen!$B:$G,6,0))","v":586.29999999999995}]
["LindabSafe Formteile","SLGU","SLGU1401200100","Schalldämpfer    SLGU 140.1200","100mm Isolierung",30,1148,{"$f":"G2707*(1-VLOOKUP(F2707,Konditionen!$B:$G,6,0))","v":1148}]
["LindabSafe Formteile","SLGU","SLGU1801200100","Schalldämpfer    SLGU 180.1200","100mm Isolierung",30,1154,{"$f":"G2725*(1-VLOOKUP(F2725,Konditionen!$B:$G,6,0))","v":1154}]
["LindabSafe Formteile","SLGU","SLGU250600100","Schalldämpfer    SLGU 250.600","100mm Isolierung",30,760.95,{"$f":"G2742*(1-VLOOKUP(F2742,Konditionen!$B:$G,6,0))","v":760.95}]
["LindabSafe Formteile","SLGU","SLGU80300100","Schalldämpfer    SLGU  80.300","100mm Isolierung",30,294.64999999999998,{"$f":"G2747*(1-VLOOKUP(F2747,Konditionen!$B:$G,6,0))","v":294.64999999999998}]
["LindabSafe Formteile","SLKNU","SLKNU125300100","Schalldämpfer SLKNU 125.300","mit 100mm Isolierung",30,578.04999999999995,{"$f":"G2761*(1-VLOOKUP(F2761,Konditionen!$B:$G,6,0))","v":578.04999999999995}]
["LindabSafe Formteile","SLKNU","SLKNU160300100","Schalldämpfer SLKNU 160.300","mit 100mm Isolierung",30,630.65,{"$f":"G2769*(1-VLOOKUP(F2769,Konditionen!$B:$G,6,0))","v":630.65}]
["LindabSafe Formteile","SLKNU","SLKNU250900100","Schalldämpfer SLKNU 250.900","mit 100mm Isolierung",30,1261,{"$f":"G2789*(1-VLOOKUP(F2789,Konditionen!$B:$G,6,0))","v":1261}]
["LindabSafe Formteile","SLKNU","SLKNU400120050","Schalldämpfer SLKNU 400.1200","mit 50mm Isolierung",30,1445,{"$f":"G2798*(1-VLOOKUP(F2798,Konditionen!$B:$G,6,0))","v":1445}]
["LindabSafe Formteile","SLU","SLU1001200","Schalldämpfer    SLU       100.1200","mit 50 mm Isolierung    L = 1260 mm",30,421,{"$f":"G2811*(1-VLOOKUP(F2811,Konditionen!$B:$G,6,0))","v":421}]
["LindabSafe Formteile","SLU","SLU160600","Schalldämpfer    SLU        160.600","mit 50 mm Isolierung     L = 670 mm",30,337.15,{"$f":"G2829*(1-VLOOKUP(F2829,Konditionen!$B:$G,6,0))","v":337.15}]
["LindabSafe Formteile","SLU","SLU180600","Schalldämpfer    SLU        180.600","mit 50 mm Isolierung",30,402.35,{"$f":"G2833*(1-VLOOKUP(F2833,Konditionen!$B:$G,6,0))","v":402.35}]
["LindabSafe Formteile","SLU","SLU3151200","Schalldämpfer    SLU       315.1200","mit 100 mm Isolierung",30,955.5,{"$f":"G2853*(1-VLOOKUP(F2853,Konditionen!$B:$G,6,0))","v":955.5}]
["LindabSafe Formteile","SLU","SLU4501200","Schalldämpfer    SLU       450.1200","mit 100 mm Isolierung",30,1601,{"$f":"G2862*(1-VLOOKUP(F2862,Konditionen!$B:$G,6,0))","v":1601}]
["LindabSafe Formteile","SLU","SLU7101200","Schalldämpfer    SLU       710.1200","mit 100 mm Isolierung",30,2596,{"$f":"G2875*(1-VLOOKUP(F2875,Konditionen!$B:$G,6,0))","v":2596}]
["LindabSafe Formteile","SLXU","SLXU100900","Schalldämpfer    SLXU       100.900","50mm Isolierung",30,219.35,{"$f":"G2885*(1-VLOOKUP(F2885,Konditionen!$B:$G,6,0))","v":219.35}]
["LindabSafe Formteile","SMFU","SMFU100150","Schiebemuffe   SMFU     100.150","",30,31.75,{"$f":"G2897*(1-VLOOKUP(F2897,Konditionen!$B:$G,6,0))","v":31.75}]
["LindabSafe Formteile","SNPU","SNPU125500","Schiebenippel  SNPU     125.500","",30,56.5,{"$f":"G2917*(1-VLOOKUP(F2917,Konditionen!$B:$G,6,0))","v":56.5}]
["LindabSafe Formteile","TBSU","TBSU160100","Schuhstutzen  TBSU 160.100","",30,66.3,{"$f":"G2930*(1-VLOOKUP(F2930,Konditionen!$B:$G,6,0))","v":66.3}]
["LindabSafe Formteile","TBSU","TBSU250160","Schuhstutzen  TBSU 250.160","",30,93.95,{"$f":"G2939*(1-VLOOKUP(F2939,Konditionen!$B:$G,6,0))","v":93.95}]
["LindabSafe Formteile","TBSU","TBSU400250","Schuhstutzen  TBSU 400.250","",30,160.9,{"$f":"G2953*(1-VLOOKUP(F2953,Konditionen!$B:$G,6,0))","v":160.9}]
["LindabSafe Formteile","TBSU","TBSU500315","Schuhstutzen  TBSU 500.315","",30,198.5,{"$f":"G2961*(1-VLOOKUP(F2961,Konditionen!$B:$G,6,0))","v":198.5}]
["LindabSafe Formteile","TCPMU","TCPMU100100","T-Stück          TCPMU      100.100","d3=Muffenmaß",30,61.55,{"$f":"G2976*(1-VLOOKUP(F2976,Konditionen!$B:$G,6,0))","v":61.55}]
["LindabSafe Formteile","TCPRCU","TCPRCU10080","T-Stück red  TCPRCU   100.    .80","",30,88.15,{"$f":"G2987*(1-VLOOKUP(F2987,Konditionen!$B:$G,6,0))","v":88.15}]
["LindabSafe Formteile","TCPRCU","TCPRCU140125","T-Stück red  TCPRCU   140.    .125","",30,110.35,{"$f":"G3003*(1-VLOOKUP(F3003,Konditionen!$B:$G,6,0))","v":110.35}]
["LindabSafe Formteile","TCPRCU","TCPRCU150125","T-Stück red  TCPRCU   150.    .125","",30,110.35,{"$f":"G3009*(1-VLOOKUP(F3009,Konditionen!$B:$G,6,0))","v":110.35}]
["LindabSafe Formteile","TCPRCU","TCPRCU180180","T-Stück red  TCPRCU   180.    .180","",30,162.55000000000001,{"$f":"G3029*(1-VLOOKUP(F3029,Konditionen!$B:$G,6,0))","v":162.55000000000001}]
["LindabSafe Formteile","TCPRCU","TCPRCU224160","T-Stück red  TCPRCU   224.    .160","",30,163.65,{"$f":"G3044*(1-VLOOKUP(F3044,Konditionen!$B:$G,6,0))","v":163.65}]
["LindabSafe Formteile","TCPRCU","TCPRCU250140","T-Stück red  TCPRCU   250.    .140","",30,163.65,{"$f":"G3051*(1-VLOOKUP(F3051,Konditionen!$B:$G,6,0))","v":163.65}]
["LindabSafe Formteile","TCPRCU","TCPRCU280250","T-Stück red  TCPRCU   280.    .250","",30,209.5,{"$f":"G3067*(1-VLOOKUP(F3067,Konditionen!$B:$G,6,0))","v":209.5}]
["LindabSafe Formteile","TCPRCU","TCPRCU300250","T-Stück red  TCPRCU   300.    .250","",30,209.5,{"$f":"G3077*(1-VLOOKUP(F3077,Konditionen!$B:$G,6,0))","v":209.5}]
["LindabSafe Formteile","TCPRCU","TCPRCU355200","T-Stück red  TCPRCU   355.    .200","",30,246.7,{"$f":"G3093*(1-VLOOKUP(F3093,Konditionen!$B:$G,6,0))","v":246.7}]
["LindabSafe Formteile","TCPRCU","TCPRCU400200","T-Stück red  TCPRCU   400.    .200","",30,275.7,{"$f":"G3100*(1-VLOOKUP(F3100,Konditionen!$B:$G,6,0))","v":275.7}]
["LindabSafe Formteile","TCPRCU","TCPRCU500160","T-Stück red  TCPRCU   500.    .160","",30,365.75,{"$f":"G3115*(1-VLOOKUP(F3115,Konditionen!$B:$G,6,0))","v":365.75}]
["LindabSafe Formteile","TCPRCU","TCPRCU560160","T-Stück red  TCPRCU   560.    .160","",30,424.3,{"$f":"G3122*(1-VLOOKUP(F3122,Konditionen!$B:$G,6,0))","v":424.3}]
["LindabSafe Formteile","TCPU","TCPU100100GIPS","T-Stück    TCPU GIPS    100.100","kurzer Abgang mit Muffenmaß",30,58,{"$f":"G3145*(1-VLOOKUP(F3145,Konditionen!$B:$G,6,0))","v":58}]
["LindabSafe Formteile","TCPU","TCPU125100GIPS","T-Stück    TCPU GIPS    125.100","kurzer Abgang mit Muffenmaß",30,67.099999999999994,{"$f":"G3157*(1-VLOOKUP(F3157,Konditionen!$B:$G,6,0))","v":67.099999999999994}]
["LindabSafe Formteile","TCPU","TCPU140112","T-Stück          TCPU      140.112","",30,71.8,{"$f":"G3168*(1-VLOOKUP(F3168,Konditionen!$B:$G,6,0))","v":71.8}]
["LindabSafe Formteile","TCPU","TCPU160100","T-Stück          TCPU      160.100","",30,66.05,{"$f":"G3179*(1-VLOOKUP(F3179,Konditionen!$B:$G,6,0))","v":66.05}]
["LindabSafe Formteile","TCPU","TCPU160160KORT","T-Stück    TCPU KORT    160.160","kurzer Abgang u. kurze Einbaulänge",30,123.1,{"$f":"G3186*(1-VLOOKUP(F3186,Konditionen!$B:$G,6,0))","v":123.1}]
["LindabSafe Formteile","TCPU","TCPU200180","T-Stück          TCPU      200.180","",30,115.9,{"$f":"G3201*(1-VLOOKUP(F3201,Konditionen!$B:$G,6,0))","v":115.9}]
["LindabSafe Formteile","TCPU","TCPU250250","T-Stück          TCPU      250.250","",30,147.80000000000001,{"$f":"G3221*(1-VLOOKUP(F3221,Konditionen!$B:$G,6,0))","v":147.80000000000001}]
["LindabSafe Formteile","TCPU","TCPU280125","T-Stück          TCPU      280.125","",30,111.85,{"$f":"G3224*(1-VLOOKUP(F3224,Konditionen!$B:$G,6,0))","v":111.85}]
["LindabSafe Formteile","TCPU","TCPU300280","T-Stück          TCPU      300.280","",30,187.15,{"$f":"G3243*(1-VLOOKUP(F3243,Konditionen!$B:$G,6,0))","v":187.15}]
["LindabSafe Formteile","TCPU","TCPU315280","T-Stück          TCPU      315.280","",30,192.7,{"$f":"G3255*(1-VLOOKUP(F3255,Konditionen!$B:$G,6,0))","v":192.7}]
["LindabSafe Formteile","TCPU","TCPU355200","T-Stück          TCPU      355.200","",30,162.85,{"$f":"G3265*(1-VLOOKUP(F3265,Konditionen!$B:$G,6,0))","v":162.85}]
["LindabSafe Formteile","TCPU","TCPU400100","T-Stück          TCPU      400.100","",30,152.75,{"$f":"G3272*(1-VLOOKUP(F3272,Konditionen!$B:$G,6,0))","v":152.75}]
["LindabSafe Formteile","TCPU","TCPU450250","T-Stück          TCPU      450.250","",30,222.65,{"$f":"G3288*(1-VLOOKUP(F3288,Konditionen!$B:$G,6,0))","v":222.65}]
["LindabSafe Formteile","TCPU","TCPU560125","T-Stück          TCPU      560.125","",30,261.35000000000002,{"$f":"G3307*(1-VLOOKUP(F3307,Konditionen!$B:$G,6,0))","v":261.35000000000002}]
["LindabSafe Formteile","TCPU","TCPU560300","T-Stück          TCPU      560.300","",30,316.7,{"$f":"G3311*(1-VLOOKUP(F3311,Konditionen!$B:$G,6,0))","v":316.7}]
["LindabSafe Formteile","TCPU","TCPU600560","T-Stück          TCPU      600.560","",30,446,{"$f":"G3329*(1-VLOOKUP(F3329,Konditionen!$B:$G,6,0))","v":446}]
["LindabSafe Formteile","TCPU","TCPU630300","T-Stück          TCPU      630.300","",30,372.35,{"$f":"G3336*(1-VLOOKUP(F3336,Konditionen!$B:$G,6,0))","v":372.35}]
["LindabSafe Formteile","TCRCU","TCRCU1000630","T-Stück red  TCRCU   1000.    .630","",30,1623,{"$f":"G3356*(1-VLOOKUP(F3356,Konditionen!$B:$G,6,0))","v":1623}]
["LindabSafe Formteile","TCRCU","TCRCU1120560","T-Stück red  TCRCU   1120.    .560","",30,1875,{"$f":"G3371*(1-VLOOKUP(F3371,Konditionen!$B:$G,6,0))","v":1875}]
["LindabSafe Formteile","TCRCU","TCRCU112140","T-Stück red  TCRCU    112.    .140","",30,126.25,{"$f":"G3379*(1-VLOOKUP(F3379,Konditionen!$B:$G,6,0))","v":126.25}]
["LindabSafe Formteile","TCRCU","TCRCU1250800","T-Stück red  TCRCU   1250.    .800","",30,2766,{"$f":"G3393*(1-VLOOKUP(F3393,Konditionen!$B:$G,6,0))","v":2766}]
["LindabSafe Formteile","TCRCU","TCRCU125200","T-Stück red  TCRCU    125.    .200","",30,146.80000000000001,{"$f":"G3400*(1-VLOOKUP(F3400,Konditionen!$B:$G,6,0))","v":146.80000000000001}]
["LindabSafe Formteile","TCRCU","TCRCU150180","T-Stück red  TCRCU    150.    .180","",30,171.15,{"$f":"G3412*(1-VLOOKUP(F3412,Konditionen!$B:$G,6,0))","v":171.15}]
["LindabSafe Formteile","TCRCU","TCRCU18075","T-Stück red  TCRCU    180.    .75","D3 Vent",30,124.75,{"$f":"G3435*(1-VLOOKUP(F3435,Konditionen!$B:$G,6,0))","v":124.75}]
["LindabSafe Formteile","TCRCU","TCRCU224112","T-Stück red  TCRCU    224.    .112","",30,150.80000000000001,{"$f":"G3447*(1-VLOOKUP(F3447,Konditionen!$B:$G,6,0))","v":150.80000000000001}]
["LindabSafe Formteile","TCRCU","TCRCU224250","T-Stück red  TCRCU    224.    .250","",30,186.15,{"$f":"G3448*(1-VLOOKUP(F3448,Konditionen!$B:$G,6,0))","v":186.15}]
["LindabSafe Formteile","TCRCU","TCRCU300280","T-Stück red  TCRCU    300.    .280","",30,232.05,{"$f":"G3470*(1-VLOOKUP(F3470,Konditionen!$B:$G,6,0))","v":232.05}]
["LindabSafe Formteile","TCRCU","TCRCU315500","T-Stück red  TCRCU    315.    .500","",30,395.55,{"$f":"G3483*(1-VLOOKUP(F3483,Konditionen!$B:$G,6,0))","v":395.55}]
["LindabSafe Formteile","TCRCU","TCRCU355140","T-Stück red  TCRCU    355.    .140","",30,234.8,{"$f":"G3486*(1-VLOOKUP(F3486,Konditionen!$B:$G,6,0))","v":234.8}]
["LindabSafe Formteile","TCRCU","TCRCU400500","T-Stück red  TCRCU    400.    .500","",30,523.9,{"$f":"G3503*(1-VLOOKUP(F3503,Konditionen!$B:$G,6,0))","v":523.9}]
["LindabSafe Formteile","TCRCU","TCRCU450300","T-Stück red  TCRCU    450.    .300","",30,380.8,{"$f":"G3512*(1-VLOOKUP(F3512,Konditionen!$B:$G,6,0))","v":380.8}]
["LindabSafe Formteile","TCRCU","TCRCU500500","T-Stück red  TCRCU    500.    .500","",30,523.20000000000005,{"$f":"G3526*(1-VLOOKUP(F3526,Konditionen!$B:$G,6,0))","v":523.20000000000005}]
["LindabSafe Formteile","TCRCU","TCRCU600280","T-Stück red  TCRCU    600.    .280","",30,504.8,{"$f":"G3547*(1-VLOOKUP(F3547,Konditionen!$B:$G,6,0))","v":504.8}]
["LindabSafe Formteile","TCRCU","TCRCU600630","T-Stück red  TCRCU    600.    .630","",30,989.9,{"$f":"G3554*(1-VLOOKUP(F3554,Konditionen!$B:$G,6,0))","v":989.9}]
["LindabSafe Formteile","TCRCU","TCRCU7101000","T-Stück red  TCRCU    710.    .1000","",30,1830,{"$f":"G3571*(1-VLOOKUP(F3571,Konditionen!$B:$G,6,0))","v":1830}]
["LindabSafe Formteile","TCRCU","TCRCU710280","T-Stück red  TCRCU    710.    .280","",30,712.15,{"$f":"G3576*(1-VLOOKUP(F3576,Konditionen!$B:$G,6,0))","v":712.15}]
["LindabSafe Formteile","TCRCU","TCRCU800400","T-Stück red  TCRCU    800.    .400","",30,945.45,{"$f":"G3594*(1-VLOOKUP(F3594,Konditionen!$B:$G,6,0))","v":945.45}]
["LindabSafe Formteile","TCRCU","TCRCU9001250","T-Stück red  TCRCU    900.    .1250","",30,3340,{"$f":"G3611*(1-VLOOKUP(F3611,Konditionen!$B:$G,6,0))","v":3340}]
["LindabSafe Formteile","TCRCU","TCRCU900600","T-Stück red  TCRCU    900.    .600","",30,1361,{"$f":"G3618*(1-VLOOKUP(F3618,Konditionen!$B:$G,6,0))","v":1361}]
["LindabSafe Formteile","TCU","TCU10001000","T-Stück          TCU      1000.1000","",30,1710,{"$f":"G3627*(1-VLOOKUP(F3627,Konditionen!$B:$G,6,0))","v":1710}]
["LindabSafe Formteile","TCU","TCU100112","T-Stück          TCU       100.112","",30,72.25,{"$f":"G3640*(1-VLOOKUP(F3640,Konditionen!$B:$G,6,0))","v":72.25}]
["LindabSafe Formteile","TCU","TCU10071","T-Stück          TCU       100.71","D3-Vent",30,67.7,{"$f":"G3650*(1-VLOOKUP(F3650,Konditionen!$B:$G,6,0))","v":67.7}]
["LindabSafe Formteile","TCU","TCU1120800","T-Stück          TCU      1120.800","",30,1605,{"$f":"G3662*(1-VLOOKUP(F3662,Konditionen!$B:$G,6,0))","v":1605}]
["LindabSafe Formteile","TCU","TCU1250600","T-Stück          TCU      1250.600","",30,1562,{"$f":"G3681*(1-VLOOKUP(F3681,Konditionen!$B:$G,6,0))","v":1562}]
["LindabSafe Formteile","TCU","TCU140150","T-Stück          TCU       140.150","",30,96.85,{"$f":"G3697*(1-VLOOKUP(F3697,Konditionen!$B:$G,6,0))","v":96.85}]
["LindabSafe Formteile","TCU","TCU14050","T-Stück          TCU       140.50","D3-Vent",30,78.45,{"$f":"G3704*(1-VLOOKUP(F3704,Konditionen!$B:$G,6,0))","v":78.45}]
["LindabSafe Formteile","TCU","TCU150280","T-Stück          TCU       150.280","",30,147.65,{"$f":"G3714*(1-VLOOKUP(F3714,Konditionen!$B:$G,6,0))","v":147.65}]
["LindabSafe Formteile","TCU","TCU16063","T-Stück          TCU       160.63","",30,78.45,{"$f":"G3726*(1-VLOOKUP(F3726,Konditionen!$B:$G,6,0))","v":78.45}]
["LindabSafe Formteile","TCU","TCU20090","T-Stück          TCU       200.90","D3-Vent",30,92.8,{"$f":"G3749*(1-VLOOKUP(F3749,Konditionen!$B:$G,6,0))","v":92.8}]
["LindabSafe Formteile","TCU","TCU250355","T-Stück          TCU       250.355","",30,194.6,{"$f":"G3761*(1-VLOOKUP(F3761,Konditionen!$B:$G,6,0))","v":194.6}]
["LindabSafe Formteile","TCU","TCU280400","T-Stück          TCU       280.400","",30,237.85,{"$f":"G3768*(1-VLOOKUP(F3768,Konditionen!$B:$G,6,0))","v":237.85}]
["LindabSafe Formteile","TCU","TCU31590","T-Stück          TCU       315.90","D3-Vent",30,126,{"$f":"G3782*(1-VLOOKUP(F3782,Konditionen!$B:$G,6,0))","v":126}]
["LindabSafe Formteile","TCU","TCU400150","T-Stück          TCU       400.150","",30,160.44999999999999,{"$f":"G3790*(1-VLOOKUP(F3790,Konditionen!$B:$G,6,0))","v":160.44999999999999}]
["LindabSafe Formteile","TCU","TCU500180","T-Stück          TCU       500.180","",30,223.6,{"$f":"G3805*(1-VLOOKUP(F3805,Konditionen!$B:$G,6,0))","v":223.6}]
["LindabSafe Formteile","TCU","TCU600710","T-Stück          TCU       600.710","",30,923.3,{"$f":"G3825*(1-VLOOKUP(F3825,Konditionen!$B:$G,6,0))","v":923.3}]
["LindabSafe Formteile","TCU","TCU630600","T-Stück          TCU       630.600","",30,588.15,{"$f":"G3832*(1-VLOOKUP(F3832,Konditionen!$B:$G,6,0))","v":588.15}]
["LindabSafe Formteile","TCU","TCU710355","T-Stück          TCU       710.355","",30,514.75,{"$f":"G3850*(1-VLOOKUP(F3850,Konditionen!$B:$G,6,0))","v":514.75}]
["LindabSafe Formteile","TCU","TCU710560","T-Stück          TCU       710.560","",30,678.45,{"$f":"G3854*(1-VLOOKUP(F3854,Konditionen!$B:$G,6,0))","v":678.45}]
["LindabSafe Formteile","TCU","TCU800900","T-Stück          TCU       800.900","",30,1698,{"$f":"G3873*(1-VLOOKUP(F3873,Konditionen!$B:$G,6,0))","v":1698}]
["LindabSafe Formteile","TCU","TCU8090","T-Stück          TCU        80.90","D3-Vent",30,73.5,{"$f":"G3880*(1-VLOOKUP(F3880,Konditionen!$B:$G,6,0))","v":73.5}]
["LindabSafe Formteile","TMRAU","TMRAU1000","Reinigungsöffng.  TMRAU       1000","",30,1315,{"$f":"G3896*(1-VLOOKUP(F3896,Konditionen!$B:$G,6,0))","v":1315}]
["LindabSafe Formteile","TMRAU","TMRAU224","Reinigungsöffng.  TMRAU        224","",30,218.6,{"$f":"G3906*(1-VLOOKUP(F3906,Konditionen!$B:$G,6,0))","v":218.6}]
["LindabSafe Formteile","TMRAU","TMRAU710","Reinigungsöffng.  TMRAU        710","",30,722.75,{"$f":"G3918*(1-VLOOKUP(F3918,Konditionen!$B:$G,6,0))","v":722.75}]
["LindabSafe Formteile","TMRAUSN","TMRAUSN200","Reinigungsöffnung   TMRAUSN   200","mit Schiebenippelfunktion",30,218.1,{"$f":"G3929*(1-VLOOKUP(F3929,Konditionen!$B:$G,6,0))","v":218.1}]
["LindabSafe Formteile","TSTCU","TSTCU12501250","Sattelstück      TSTCU    1250.1250","",30,1435,{"$f":"G3944*(1-VLOOKUP(F3944,Konditionen!$B:$G,6,0))","v":1435}]
["LindabSafe Formteile","TSTCU","TSTCU250250","Sattelstück      TSTCU     250.250","",30,120.45,{"$f":"G3952*(1-VLOOKUP(F3952,Konditionen!$B:$G,6,0))","v":120.45}]
["LindabSafe Formteile","TSTCU","TSTCU8080","Sattelstück      TSTCU      80.80","",30,70.599999999999994,{"$f":"G3966*(1-VLOOKUP(F3966,Konditionen!$B:$G,6,0))","v":70.599999999999994}]
["LindabSafe Formteile","TVRCU","TVRCU4511201000","T-Stück red TVRCU 45 1120.    .1000","Reduziert",30,3001,{"$f":"G3986*(1-VLOOKUP(F3986,Konditionen!$B:$G,6,0))","v":3001}]
["LindabSafe Formteile","TVRCU","TVRCU4511263","T-Stück red TVRCU 45  112.    .63","Reduziert",30,111.75,{"$f":"G3997*(1-VLOOKUP(F3997,Konditionen!$B:$G,6,0))","v":111.75}]
["LindabSafe Formteile","TVRCU","TVRCU451250710","T-Stück red TVRCU 45 1250.    .710","Reduziert",30,2976,{"$f":"G4008*(1-VLOOKUP(F4008,Konditionen!$B:$G,6,0))","v":2976}]
["LindabSafe Formteile","TVRCU","TVRCU45140125","T-Stück red TVRCU 45  140.    .125","Reduziert",30,135.19999999999999,{"$f":"G4020*(1-VLOOKUP(F4020,Konditionen!$B:$G,6,0))","v":135.19999999999999}]
["LindabSafe Formteile","TVRCU","TVRCU45150150","T-Stück red TVRCU 45  150.    .150","Reduziert",30,158.15,{"$f":"G4030*(1-VLOOKUP(F4030,Konditionen!$B:$G,6,0))","v":158.15}]
["LindabSafe Formteile","TVRCU","TVRCU4518080","T-Stück red TVRCU 45  180.    .80","Reduziert",30,145.05000000000001,{"$f":"G4050*(1-VLOOKUP(F4050,Konditionen!$B:$G,6,0))","v":145.05000000000001}]
["LindabSafe Formteile","TVRCU","TVRCU45200112","T-Stück red TVRCU 45  200.    .112","Reduziert",30,156.9,{"$f":"G4053*(1-VLOOKUP(F4053,Konditionen!$B:$G,6,0))","v":156.9}]
["LindabSafe Formteile","TVRCU","TVRCU4522490","T-Stück red TVRCU 45  224.    .90","Reduziert",30,169.15,{"$f":"G4072*(1-VLOOKUP(F4072,Konditionen!$B:$G,6,0))","v":169.15}]
["LindabSafe Formteile","TVRCU","TVRCU45280140","T-Stück red TVRCU 45  280.    .140","Reduziert",30,210.9,{"$f":"G4088*(1-VLOOKUP(F4088,Konditionen!$B:$G,6,0))","v":210.9}]
["LindabSafe Formteile","TVRCU","TVRCU45280250","T-Stück red TVRCU 45  280.    .250","Reduziert",30,243.05,{"$f":"G4094*(1-VLOOKUP(F4094,Konditionen!$B:$G,6,0))","v":243.05}]
["LindabSafe Formteile","TVRCU","TVRCU45315180","T-Stück red TVRCU 45  315.    .180","Reduziert",30,239.35,{"$f":"G4114*(1-VLOOKUP(F4114,Konditionen!$B:$G,6,0))","v":239.35}]
["LindabSafe Formteile","TVRCU","TVRCU45355100","T-Stück red TVRCU 45  355.    .100","Reduziert",30,264.89999999999998,{"$f":"G4121*(1-VLOOKUP(F4121,Konditionen!$B:$G,6,0))","v":264.89999999999998}]
["LindabSafe Formteile","TVRCU","TVRCU45400160","T-Stück red TVRCU 45  400.    .160","Reduziert",30,303.60000000000002,{"$f":"G4136*(1-VLOOKUP(F4136,Konditionen!$B:$G,6,0))","v":303.60000000000002}]
["LindabSafe Formteile","TVRCU","TVRCU45450300","T-Stück red TVRCU 45  450.    .300","Reduziert",30,443.6,{"$f":"G4152*(1-VLOOKUP(F4152,Konditionen!$B:$G,6,0))","v":443.6}]
["LindabSafe Formteile","TVRCU","TVRCU45500224","T-Stück red TVRCU 45  500.    .224","Reduziert",30,453.05,{"$f":"G4158*(1-VLOOKUP(F4158,Konditionen!$B:$G,6,0))","v":453.05}]
["LindabSafe Formteile","TVRCU","TVRCU45560500","T-Stück red TVRCU 45  560.    .500","Reduziert",30,665.2,{"$f":"G4175*(1-VLOOKUP(F4175,Konditionen!$B:$G,6,0))","v":665.2}]
["LindabSafe Formteile","TVRCU","TVRCU45600315","T-Stück red TVRCU 45  600.    .315","Reduziert",30,597.9,{"$f":"G4180*(1-VLOOKUP(F4180,Konditionen!$B:$G,6,0))","v":597.9}]
["LindabSafe Formteile","TVRCU","TVRCU45710355","T-Stück red TVRCU 45  710.    .355","Reduziert",30,854.15,{"$f":"G4200*(1-VLOOKUP(F4200,Konditionen!$B:$G,6,0))","v":854.15}]
["LindabSafe Formteile","TVRCU","TVRCU45800315","T-Stück red TVRCU 45  800.    .315","Reduziert",30,977.5,{"$f":"G4208*(1-VLOOKUP(F4208,Konditionen!$B:$G,6,0))","v":977.5}]
["LindabSafe Formteile","TVRCU","TVRCU45900400","T-Stück red TVRCU 45  900.    .400","Reduziert",30,1276,{"$f":"G4222*(1-VLOOKUP(F4222,Konditionen!$B:$G,6,0))","v":1276}]
["LindabSafe Formteile","TVTBU","TVTBU100230","Bypass-Klappe   TVTBU 230V      100","mit Motor LM 230A-F",30,1345,{"$f":"G4231*(1-VLOOKUP(F4231,Konditionen!$B:$G,6,0))","v":1345}]
["LindabSafe Formteile","TVTBU","TVTBU31524","Bypass-Klappe  TVTBU  24V      315","mit Motor LM 24A-F",30,2052,{"$f":"G4248*(1-VLOOKUP(F4248,Konditionen!$B:$G,6,0))","v":2052}]
["LindabSafe Formteile","TVU","TVU451000630","T-Stück          TVU 45   1000.630","",30,1313,{"$f":"G4264*(1-VLOOKUP(F4264,Konditionen!$B:$G,6,0))","v":1313}]
["LindabSafe Formteile","TVU","TVU451120560","T-Stück          TVU 45   1120.560","",30,1485,{"$f":"G4276*(1-VLOOKUP(F4276,Konditionen!$B:$G,6,0))","v":1485}]
["LindabSafe Formteile","TVU","TVU4511280","T-Stück          TVU 45    112.80","",30,69.349999999999994,{"$f":"G4286*(1-VLOOKUP(F4286,Konditionen!$B:$G,6,0))","v":69.349999999999994}]
["LindabSafe Formteile","TVU","TVU45125112","T-Stück          TVU 45    125.112","",30,77.45,{"$f":"G4299*(1-VLOOKUP(F4299,Konditionen!$B:$G,6,0))","v":77.45}]
["LindabSafe Formteile","TVU","TVU4514090","T-Stück          TVU 45    140.90","D3 Vent",30,84.35,{"$f":"G4312*(1-VLOOKUP(F4312,Konditionen!$B:$G,6,0))","v":84.35}]
["LindabSafe Formteile","TVU","TVU4516080","T-Stück          TVU 45    160.80","",30,81.849999999999994,{"$f":"G4328*(1-VLOOKUP(F4328,Konditionen!$B:$G,6,0))","v":81.849999999999994}]
["LindabSafe Formteile","TVU","TVU45180125","T-Stück          TVU 45    180.125","",30,104.4,{"$f":"G4332*(1-VLOOKUP(F4332,Konditionen!$B:$G,6,0))","v":104.4}]
["LindabSafe Formteile","TVU","TVU45224112","T-Stück          TVU 45    224.112","",30,111.15,{"$f":"G4350*(1-VLOOKUP(F4350,Konditionen!$B:$G,6,0))","v":111.15}]
["LindabSafe Formteile","TVU","TVU45224180","T-Stück          TVU 45    224.180","",30,138,{"$f":"G4355*(1-VLOOKUP(F4355,Konditionen!$B:$G,6,0))","v":138}]
["LindabSafe Formteile","TVU","TVU45280150","T-Stück          TVU 45    280.150","",30,145.4,{"$f":"G4376*(1-VLOOKUP(F4376,Konditionen!$B:$G,6,0))","v":145.4}]
["LindabSafe Formteile","TVU","TVU45300250","T-Stück          TVU 45    300.250","",30,173.2,{"$f":"G4392*(1-VLOOKUP(F4392,Konditionen!$B:$G,6,0))","v":173.2}]
["LindabSafe Formteile","TVU","TVU45315160","T-Stück          TVU 45    315.160","",30,149.55000000000001,{"$f":"G4400*(1-VLOOKUP(F4400,Konditionen!$B:$G,6,0))","v":149.55000000000001}]
["LindabSafe Formteile","TVU","TVU45315280","T-Stück          TVU 45    315.280","",30,202.05,{"$f":"G4405*(1-VLOOKUP(F4405,Konditionen!$B:$G,6,0))","v":202.05}]
["LindabSafe Formteile","TVU","TVU45400160","T-Stück          TVU 45    400.160","",30,196.25,{"$f":"G4423*(1-VLOOKUP(F4423,Konditionen!$B:$G,6,0))","v":196.25}]
["LindabSafe Formteile","TVU","TVU45450315","T-Stück          TVU 45    450.315","",30,314.8,{"$f":"G4440*(1-VLOOKUP(F4440,Konditionen!$B:$G,6,0))","v":314.8}]
["LindabSafe Formteile","TVU","TVU45500250","T-Stück          TVU 45    500.250","",30,292.35000000000002,{"$f":"G4446*(1-VLOOKUP(F4446,Konditionen!$B:$G,6,0))","v":292.35000000000002}]
["LindabSafe Formteile","TVU","TVU45560500","T-Stück          TVU 45    560.500","",30,489.9,{"$f":"G4462*(1-VLOOKUP(F4462,Konditionen!$B:$G,6,0))","v":489.9}]
["LindabSafe Formteile","TVU","TVU45600400","T-Stück          TVU 45    600.400","",30,456.1,{"$f":"G4469*(1-VLOOKUP(F4469,Konditionen!$B:$G,6,0))","v":456.1}]
["LindabSafe Formteile","TVU","TVU45710500","T-Stück          TVU 45    710.500","",30,746.3,{"$f":"G4491*(1-VLOOKUP(F4491,Konditionen!$B:$G,6,0))","v":746.3}]
["LindabSafe Formteile","TVU","TVU45800710","T-Stück          TVU 45    800.710","",30,1183,{"$f":"G4504*(1-VLOOKUP(F4504,Konditionen!$B:$G,6,0))","v":1183}]
["LindabSafe Formteile","TVU","TVU45900600","T-Stück          TVU 45    900.600","",30,1125,{"$f":"G4514*(1-VLOOKUP(F4514,Konditionen!$B:$G,6,0))","v":1125}]
["LindabSafe Formteile","VLG","VLG200","Mauerhülse       VLG           200","d = 205 mm",30,62.4,{"$f":"G4526*(1-VLOOKUP(F4526,Konditionen!$B:$G,6,0))","v":62.4}]
["LindabSafe Formteile","VLG","VLG400","Mauerhülse       VLG           400","d = 407 mm",30,119.05,{"$f":"G4533*(1-VLOOKUP(F4533,Konditionen!$B:$G,6,0))","v":119.05}]
["LindabSafe Formteile","YVU45","YVU451128080","Hosenstück GW90  YVU45  112.80.80","",30,179.55,{"$f":"G4547*(1-VLOOKUP(F4547,Konditionen!$B:$G,6,0))","v":179.55}]
["LindabSafe Formteile","YVU45","YVU45710500500","Hosenstück GW90  YVU45  710.500.500","",30,1175,{"$f":"G4568*(1-VLOOKUP(F4568,Konditionen!$B:$G,6,0))","v":1175}]
["Schalldämpfer flexibel","SLFA","SLFA251251250","Schalldämpfer    SLF-A25   125.1250","",31,150.85,{"$f":"G4578*(1-VLOOKUP(F4578,Konditionen!$B:$G,6,0))","v":150.85}]
["Schalldämpfer flexibel","SLFA","SLFA251501250","Schalldämpfer    SLF-A25   150.1250","",31,158.5,{"$f":"G4590*(1-VLOOKUP(F4590,Konditionen!$B:$G,6,0))","v":158.5}]
["Schalldämpfer flexibel","SLFA","SLFA251601500","Schalldämpfer    SLF-A25   160.1500","",31,199.25,{"$f":"G4597*(1-VLOOKUP(F4597,Konditionen!$B:$G,6,0))","v":199.25}]
["Schalldämpfer flexibel","SLFA","SLFA252241500","Schalldämpfer    SLF-A25   224.1500","",31,265.8,{"$f":"G4615*(1-VLOOKUP(F4615,Konditionen!$B:$G,6,0))","v":265.8}]
["Schalldämpfer flexibel","SLFA","SLFA252501000","Schalldämpfer    SLF-A25   250.1000","",31,199.25,{"$f":"G4619*(1-VLOOKUP(F4619,Konditionen!$B:$G,6,0))","v":199.25}]
["Schalldämpfer flexibel","SLFA","SLFA253002000","Schalldämpfer    SLF-A25   300.2000","",31,457.15,{"$f":"G4634*(1-VLOOKUP(F4634,Konditionen!$B:$G,6,0))","v":457.15}]
["Schalldämpfer flexibel","SLFA","SLFA25400750","Schalldämpfer    SLF-A25   400.750","",31,325.5,{"$f":"G4654*(1-VLOOKUP(F4654,Konditionen!$B:$G,6,0))","v":325.5}]
["Schalldämpfer flexibel","SLFA","SLFA25801500","Schalldämpfer    SLF-A25    80.1500","",31,125.15,{"$f":"G4657*(1-VLOOKUP(F4657,Konditionen!$B:$G,6,0))","v":125.15}]
["Schalldämpfer flexibel","SLFL","SLFL25140500","Schalldämpfer    SLFL25   140.500","beidseitig Gummilippen-Anschluss",31,102.35,{"$f":"G4680*(1-VLOOKUP(F4680,Konditionen!$B:$G,6,0))","v":102.35}]
["Schalldämpfer flexibel","SLFL","SLFL25180500","Schalldämpfer    SLFL25   180.500","beidseitig Gummilippen-Anschluss",31,151.15,{"$f":"G4683*(1-VLOOKUP(F4683,Konditionen!$B:$G,6,0))","v":151.15}]
["Schalldämpfer flexibel","SLFL","SLFL25150750","Schalldämpfer    SLFL25   150.750","beidseitig Gummilippen-Anschluss",31,118.75,{"$f":"G4702*(1-VLOOKUP(F4702,Konditionen!$B:$G,6,0))","v":118.75}]
["Schalldämpfer flexibel","SLFL","SLFL25224750","Schalldämpfer    SLFL25   224.750","beidseitig Gummilippen-Anschluss",31,163.05000000000001,{"$f":"G4718*(1-VLOOKUP(F4718,Konditionen!$B:$G,6,0))","v":163.05000000000001}]
["Schalldämpfer flexibel","SLFL","SLFL252802000","Schalldämpfer    SLFL25   280.2000","beidseitig Gummilippen-Anschluss",31,450,{"$f":"G4725*(1-VLOOKUP(F4725,Konditionen!$B:$G,6,0))","v":450}]
["Schalldämpfer flexibel","SLFL","SLFL50100500","Schalldämpfer    SLFL50   100.500","beidseitig Gummilippen-Anschluss",31,82.1,{"$f":"G4744*(1-VLOOKUP(F4744,Konditionen!$B:$G,6,0))","v":82.1}]
["Schalldämpfer flexibel","SLFL","SLFL501251250","Schalldämpfer    SLFL50   125.1250","beidseitig Gummilippen-Anschluss",31,141.65,{"$f":"G4747*(1-VLOOKUP(F4747,Konditionen!$B:$G,6,0))","v":141.65}]
["Schalldämpfer flexibel","SLFL","SLFL501601000","Schalldämpfer    SLFL50   160.1000","beidseitig Gummilippen-Anschluss",31,143.5,{"$f":"G4758*(1-VLOOKUP(F4758,Konditionen!$B:$G,6,0))","v":143.5}]
["Schalldämpfer flexibel","SLFL","SLFL503001000","Schalldämpfer    SLFL50   300.1000","beidseitig Gummilippen-Anschluss",31,238.7,{"$f":"G4782*(1-VLOOKUP(F4782,Konditionen!$B:$G,6,0))","v":238.7}]
["Schalldämpfer flexibel","SLFL","SLFL5080750","Schalldämpfer    SLFL50    80.750","beidseitig Gummilippen-Anschluss",31,89.85,{"$f":"G4793*(1-VLOOKUP(F4793,Konditionen!$B:$G,6,0))","v":89.85}]
["Lindab Transfer","BSFTR","BSFTR20030","Transfer Bogen Segment BSFTR 200.30","r = 1,5xd",35,108.75,{"$f":"G4795*(1-VLOOKUP(F4795,Konditionen!$B:$G,6,0))","v":108.75}]
["Lindab Transfer","BSFTR","BSFTR30045","Transfer Bogen Segment BSFTR 300.45","r = 1,5xd",35,223.3,{"$f":"G4811*(1-VLOOKUP(F4811,Konditionen!$B:$G,6,0))","v":223.3}]
["Lindab Transfer","BSFTR","BSFTR40045","Transfer Bogen Segment BSFTR 400.45","r = 1,5xd",35,381,{"$f":"G4826*(1-VLOOKUP(F4826,Konditionen!$B:$G,6,0))","v":381}]
["Lindab Transfer","BSFTR","BSFTR50060","Transfer Bogen Segment BSFTR 500.60","r = 1,5xd",35,624.79999999999995,{"$f":"G4837*(1-VLOOKUP(F4837,Konditionen!$B:$G,6,0))","v":624.79999999999995}]
["Lindab Transfer","BSTR","BSTR15015","Transfer Bogen gepresst BSTR 150.15","",35,174.6,{"$f":"G4849*(1-VLOOKUP(F4849,Konditionen!$B:$G,6,0))","v":174.6}]
["Lindab Transfer","BSTR","BSTR18015","Transfer Bogen gepresst BSTR 180.15","",35,198,{"$f":"G4859*(1-VLOOKUP(F4859,Konditionen!$B:$G,6,0))","v":198}]
["Lindab Transfer","BTR","BTR12560","Transfer Bogen gepresst BTR  125.60","",35,85.75,{"$f":"G4872*(1-VLOOKUP(F4872,Konditionen!$B:$G,6,0))","v":85.75}]
["Lindab Transfer","BTR","BTR20015","Transfer Bogen gepresst BTR  200.15","",35,155.85,{"$f":"G4894*(1-VLOOKUP(F4894,Konditionen!$B:$G,6,0))","v":155.85}]
["Lindab Transfer","BTR","BTR22445","Transfer Bogen gepresst BTR  224.45","",35,169.6,{"$f":"G4901*(1-VLOOKUP(F4901,Konditionen!$B:$G,6,0))","v":169.6}]
["Lindab Transfer","EPTR","EPTR150","Transfer Enddeckel EPTR        150","",35,47.1,{"$f":"G4917*(1-VLOOKUP(F4917,Konditionen!$B:$G,6,0))","v":47.1}]
["Lindab Transfer","EPTR","EPTR300","Transfer Enddeckel EPTR        300","",35,72.900000000000006,{"$f":"G4923*(1-VLOOKUP(F4923,Konditionen!$B:$G,6,0))","v":72.900000000000006}]
["Lindab Transfer","ILTR","ILTR200","Transfer Bundkragen ILTR    200","",35,24.35,{"$f":"G4936*(1-VLOOKUP(F4936,Konditionen!$B:$G,6,0))","v":24.35}]
["Lindab Transfer","LORTR","LORTR300200","Transfer    LORTR  300.200.___._","Übergangsstück",35,539.29999999999995,{"$f":"G4958*(1-VLOOKUP(F4958,Konditionen!$B:$G,6,0))","v":539.29999999999995}]
["Lindab Transfer","LORTR","LORTR350300","Transfer    LORTR  350.300.___._","Übergangsstück",35,596.79999999999995,{"$f":"G4965*(1-VLOOKUP(F4965,Konditionen!$B:$G,6,0))","v":596.79999999999995}]
["Lindab Transfer","LORTR","LORTR400400","Transfer    LORTR  400.400.___._","Übergangsstück",35,665.3,{"$f":"G4973*(1-VLOOKUP(F4973,Konditionen!$B:$G,6,0))","v":665.3}]
["Lindab Transfer","LORTR","LORTR500350","Transfer    LORTR  500.350.___._","Übergangsstück",35,715.3,{"$f":"G4987*(1-VLOOKUP(F4987,Konditionen!$B:$G,6,0))","v":715.3}]
["Lindab Transfer","LRTR","LRTR1501500","Transfer Längsn.Rohr  LRTR 150.1500","",35,148.69999999999999,{"$f":"G5004*(1-VLOOKUP(F5004,Konditionen!$B:$G,6,0))","v":148.69999999999999}]
["Lindab Transfer","LRTR","LRTR1602000","Transfer Längsn.Rohr  LRTR 160.2000","",35,200.4,{"$f":"G5009*(1-VLOOKUP(F5009,Konditionen!$B:$G,6,0))","v":200.4}]
["Lindab Transfer","LRTR","LRTR3001500","Transfer Längsn.Rohr  LRTR 300.1500","",35,233.7,{"$f":"G5029*(1-VLOOKUP(F5029,Konditionen!$B:$G,6,0))","v":233.7}]
["Lindab Transfer","LRTR","LRTR3503000","Transfer Längsn.Rohr  LRTR 350.2960","neue Länge: 2960 mm",35,553.9,{"$f":"G5041*(1-VLOOKUP(F5041,Konditionen!$B:$G,6,0))","v":553.9}]
["Lindab Transfer","LRTR","LRTR4503000","Transfer Längsn.Rohr  LRTR 450.2960","neue Länge 2960 mm",35,841.55,{"$f":"G5051*(1-VLOOKUP(F5051,Konditionen!$B:$G,6,0))","v":841.55}]
["Lindab Transfer","MFTR","MFTR100","Muffe Transfer   MF  TR   100","",35,39.35,{"$f":"G5060*(1-VLOOKUP(F5060,Konditionen!$B:$G,6,0))","v":39.35}]
["Lindab Transfer","MFTR","MFTR450","Muffe Transfer   MF  TR   450","",35,128.44999999999999,{"$f":"G5073*(1-VLOOKUP(F5073,Konditionen!$B:$G,6,0))","v":128.44999999999999}]
["Lindab Transfer","OTRTH","OTRTH25","Überg. Transf/Schlauch   OTRTH   25","Transferanschluss = 100mm",35,74.55,{"$f":"G5093*(1-VLOOKUP(F5093,Konditionen!$B:$G,6,0))","v":74.55}]
["Lindab Transfer","OTR","OTR160","Transfer Übergangsstück  OTR   160","alternative Seite aufgeben",35,61.7,{"$f":"G5105*(1-VLOOKUP(F5105,Konditionen!$B:$G,6,0))","v":61.7}]
["Lindab Transfer","OTR","OTR500","Transfer Übergangsstück  OTR   500","alternative Seite aufgeben",35,142.85,{"$f":"G5115*(1-VLOOKUP(F5115,Konditionen!$B:$G,6,0))","v":142.85}]
["Lindab Transfer","OUTR","OUTR350","Transfer Übergangsstück  OUTR   350","auf Safe",35,104.55,{"$f":"G5128*(1-VLOOKUP(F5128,Konditionen!$B:$G,6,0))","v":104.55}]
["Lindab Transfer","PSTR","PSTR160160","Transfer Sattelstutzen PSTR 160.160","",35,97.45,{"$f":"G5137*(1-VLOOKUP(F5137,Konditionen!$B:$G,6,0))","v":97.45}]
["Lindab Transfer","PSVTR","PSVTR140140","Transfer Sattel PSVTR 30   140.140","",35,164.1,{"$f":"G5151*(1-VLOOKUP(F5151,Konditionen!$B:$G,6,0))","v":164.1}]
["Lindab Transfer","PSVTR","PSVTR500500","Transfer Sattel PSVTR 30   500.500","",35,699.35,{"$f":"G5163*(1-VLOOKUP(F5163,Konditionen!$B:$G,6,0))","v":699.35}]
["Lindab Transfer","PTR","PTR500","Transfer Pass-Stück   PTR      500","",35,98.7,{"$f":"G5179*(1-VLOOKUP(F5179,Konditionen!$B:$G,6,0))","v":98.7}]
["Lindab Transfer","RCLTR","RCLTR180100","Transfer Reduzierung RCLTR 180.100","",35,137.9,{"$f":"G5196*(1-VLOOKUP(F5196,Konditionen!$B:$G,6,0))","v":137.9}]
["Lindab Transfer","RCLTR","RCLTR18080","Transfer Reduzierung RCLTR 180.80","",35,137.9,{"$f":"G5201*(1-VLOOKUP(F5201,Konditionen!$B:$G,6,0))","v":137.9}]
["Lindab Transfer","RCLTR","RCLTR250140","Transfer Reduzierung RCLTR 250.140","",35,174.6,{"$f":"G5219*(1-VLOOKUP(F5219,Konditionen!$B:$G,6,0))","v":174.6}]
["Lindab Transfer","RCLTR","RCLTR300125","Transfer Reduzierung RCLTR 300.125","",35,203.35,{"$f":"G5227*(1-VLOOKUP(F5227,Konditionen!$B:$G,6,0))","v":203.35}]
["Lindab Transfer","RCLTR","RCLTR315300","Transfer Reduzierung RCLTR 315.300","",35,203.35,{"$f":"G5243*(1-VLOOKUP(F5243,Konditionen!$B:$G,6,0))","v":203.35}]
["Lindab Transfer","RCLTR","RCLTR350315","Transfer Reduzierung RCLTR 350.315","",35,226.95,{"$f":"G5252*(1-VLOOKUP(F5252,Konditionen!$B:$G,6,0))","v":226.95}]
["Lindab Transfer","RCLTR","RCLTR450350","Transfer Reduzierung RCLTR 450.350","",35,411,{"$f":"G5269*(1-VLOOKUP(F5269,Konditionen!$B:$G,6,0))","v":411}]
["Lindab Transfer","RCLTR","RCLTR500300","Transfer Reduzierung RCLTR 500.300","",35,411,{"$f":"G5275*(1-VLOOKUP(F5275,Konditionen!$B:$G,6,0))","v":411}]
["Lindab Transfer","SB2","SB2160","Transfer Spannring   SB-2      160","mit Schraubverschluß",35,19.75,{"$f":"G5291*(1-VLOOKUP(F5291,Konditionen!$B:$G,6,0))","v":19.75}]
["Lindab Transfer","SB","SB350","Transfer Spannring   SB        350","",35,82.1,{"$f":"G5307*(1-VLOOKUP(F5307,Konditionen!$B:$G,6,0))","v":82.1}]
["Lindab Transfer","SH","SH160315","Saugtrichter          SH 160.315","mit Handgriff u. Klappe",35,361.8,{"$f":"G5320*(1-VLOOKUP(F5320,Konditionen!$B:$G,6,0))","v":361.8}]
["Lindab Transfer","SKMTR","SKMTR300","Transfer Absperrschieber SKMTR  300","manuelle Betätigung",35,656.35,{"$f":"G5333*(1-VLOOKUP(F5333,Konditionen!$B:$G,6,0))","v":656.35}]
["Lindab Transfer","SKPTR","SKPTR-2315","Transfer Absp.Schieber  SKPTR-2 315","pneum. mit 2 Luftzylindern 230V AC",35,3462,{"$f":"G5343*(1-VLOOKUP(F5343,Konditionen!$B:$G,6,0))","v":3462}]
["Lindab Transfer","SLDTR","SLDTR100990","Transf.Schalldämpfer SLDTR 100.990","inspizierbar",35,797.05,{"$f":"G5355*(1-VLOOKUP(F5355,Konditionen!$B:$G,6,0))","v":797.05}]
["Lindab Transfer","SLDTR","SLDTR160690","Transf.Schalldämpfer SLDTR 160.690","inspizierbar",35,845.4,{"$f":"G5362*(1-VLOOKUP(F5362,Konditionen!$B:$G,6,0))","v":845.4}]
["Lindab Transfer","SLDTR","SLDTR450990","Transf.Schalldämpfer SLDTR 450.990","inspizierbar",35,3328,{"$f":"G5377*(1-VLOOKUP(F5377,Konditionen!$B:$G,6,0))","v":3328}]
["Lindab Transfer","SLGTR","SLGTR150690","Transf.Schalldämpfer SLGTR 150.690","",35,1025,{"$f":"G5397*(1-VLOOKUP(F5397,Konditionen!$B:$G,6,0))","v":1025}]
["Lindab Transfer","SLGTR","SLGTR224990","Transf.Schalldämpfer SLGTR 224.990","",35,1855,{"$f":"G5411*(1-VLOOKUP(F5411,Konditionen!$B:$G,6,0))","v":1855}]
["Lindab Transfer","SLTR","SLTR100390","Transf. Schalldämpfer SLTR 100.390","",35,301.75,{"$f":"G5419*(1-VLOOKUP(F5419,Konditionen!$B:$G,6,0))","v":301.75}]
["Lindab Transfer","SLTR","SLTR1501290","Transf. Schalldämpfer SLTR 150.1290","",35,870.5,{"$f":"G5430*(1-VLOOKUP(F5430,Konditionen!$B:$G,6,0))","v":870.5}]
["Lindab Transfer","SLTR","SLTR180990","Transf. Schalldämpfer SLTR 180.990","",35,783.65,{"$f":"G5441*(1-VLOOKUP(F5441,Konditionen!$B:$G,6,0))","v":783.65}]
["Lindab Transfer","SLTR","SLTR400990","Transf. Schalldämpfer SLTR 400.990","",35,2016,{"$f":"G5461*(1-VLOOKUP(F5461,Konditionen!$B:$G,6,0))","v":2016}]
["Lindab Transfer","SLTR","SLTR80690","Transf. Schalldämpfer SLTR  80.690","",35,417.05,{"$f":"G5467*(1-VLOOKUP(F5467,Konditionen!$B:$G,6,0))","v":417.05}]
["Lindab Transfer","SRTR","SRTR1401000","Transfer Rohr    SRTR    140.1000","",35,82.8,{"$f":"G5483*(1-VLOOKUP(F5483,Konditionen!$B:$G,6,0))","v":82.8}]
["Lindab Transfer","SRTR","SRTR1603000","Transfer Rohr    SRTR    160.3000","",35,247.1,{"$f":"G5498*(1-VLOOKUP(F5498,Konditionen!$B:$G,6,0))","v":247.1}]
["Lindab Transfer","SRTR","SRTR180500","Transfer Rohr    SRTR    180.500","",35,52.55,{"$f":"G5505*(1-VLOOKUP(F5505,Konditionen!$B:$G,6,0))","v":52.55}]
["Lindab Transfer","SRTR","SRTR3001000","Transfer Rohr    SRTR    300.1000","",35,142.15,{"$f":"G5525*(1-VLOOKUP(F5525,Konditionen!$B:$G,6,0))","v":142.15}]
["Lindab Transfer","SRTR","SRTR3151000","Transfer Rohr    SRTR    315.1000","",35,170.9,{"$f":"G5531*(1-VLOOKUP(F5531,Konditionen!$B:$G,6,0))","v":170.9}]
["Lindab Transfer","SRTR","SRTR400500","Transfer Rohr    SRTR    400.500","",35,108.4,{"$f":"G5547*(1-VLOOKUP(F5547,Konditionen!$B:$G,6,0))","v":108.4}]
["Lindab Transfer","SRTR","SRTR4506000","Transfer Rohr    SRTR    450.6000","",35,1432,{"$f":"G5554*(1-VLOOKUP(F5554,Konditionen!$B:$G,6,0))","v":1432}]
["Lindab Transfer","TLTR1","TLTR1125","Transfer Teleskoprohr TLTR 1 125","",35,75.95,{"$f":"G5569*(1-VLOOKUP(F5569,Konditionen!$B:$G,6,0))","v":75.95}]
["Lindab Transfer","TLTR1","TLTR1250","Transfer Teleskoprohr TLTR 1 250","",35,133.65,{"$f":"G5576*(1-VLOOKUP(F5576,Konditionen!$B:$G,6,0))","v":133.65}]
["Lindab Transfer","TSRTR","TSRTR100","Paßstück für SRTR   TSRTR      100","",35,18.850000000000001,{"$f":"G5599*(1-VLOOKUP(F5599,Konditionen!$B:$G,6,0))","v":18.850000000000001}]
["Lindab Transfer","TSRTR","TSRTR400","Paßstück für SRTR   TSRTR      400","",35,41.4,{"$f":"G5611*(1-VLOOKUP(F5611,Konditionen!$B:$G,6,0))","v":41.4}]
["Lindab Transfer","TVTR30","TVTR30140140140","Transf. T-Stck TVTR 30 140.140.140","",35,329.7,{"$f":"G5622*(1-VLOOKUP(F5622,Konditionen!$B:$G,6,0))","v":329.7}]
["Lindab Transfer","TVTR30","TVTR30160160160","Transf. T-Stck TVTR 30 160.160.160","",35,329.7,{"$f":"G5633*(1-VLOOKUP(F5633,Konditionen!$B:$G,6,0))","v":329.7}]
["Lindab Transfer","TVTR30","TVTR30200140140","Transf. T-Stck TVTR 30 200.140.140","",35,350.4,{"$f":"G5645*(1-VLOOKUP(F5645,Konditionen!$B:$G,6,0))","v":350.4}]
["Lindab Transfer","TVTR30","TVTR302248080","Transf. T-Stck TVTR 30 224. 80. 80","",35,381,{"$f":"G5659*(1-VLOOKUP(F5659,Konditionen!$B:$G,6,0))","v":381}]
["Lindab Transfer","TVTR30","TVTR30300180180","Transf. T-Stck TVTR 30 300.180.180","",35,505.05,{"$f":"G5675*(1-VLOOKUP(F5675,Konditionen!$B:$G,6,0))","v":505.05}]
["Lindab Transfer","TVTR30","TVTR30300250250","Transf. T-Stck TVTR 30 300.250.250","",35,547.35,{"$f":"G5678*(1-VLOOKUP(F5678,Konditionen!$B:$G,6,0))","v":547.35}]
["Lindab Transfer","TVTR30","TVTR30350315315","Transf. T-Stck TVTR 30 350.315.315","",35,629.95000000000005,{"$f":"G5701*(1-VLOOKUP(F5701,Konditionen!$B:$G,6,0))","v":629.95000000000005}]
["Lindab Transfer","TVTR30","TVTR30400400400","Transf. T-Stck TVTR 30 400.400.400","",35,811.15,{"$f":"G5713*(1-VLOOKUP(F5713,Konditionen!$B:$G,6,0))","v":811.15}]
["Lindab Transfer","TVTR30","TVTR30450350350","Transf. T-Stck TVTR 30 450.350.350","",35,811.15,{"$f":"G5723*(1-VLOOKUP(F5723,Konditionen!$B:$G,6,0))","v":811.15}]
["Lindab Transfer","XVTR","XVTR100100100100","Tr.Kreuzst.XVTR 30 100.100.100.100","",35,329.7,{"$f":"G5739*(1-VLOOKUP(F5739,Konditionen!$B:$G,6,0))","v":329.7}]
["Lindab Transfer","XVTR","XVTR150125125125","Tr.Kreuzst.XVTR 30 150.125.125.125","",35,443.8,{"$f":"G5746*(1-VLOOKUP(F5746,Konditionen!$B:$G,6,0))","v":443.8}]
["Lindab Transfer","XVTR","XVTR160150150150","Tr.Kreuzst.XVTR 30 160.150.150.150","",35,493.1,{"$f":"G5752*(1-VLOOKUP(F5752,Konditionen!$B:$G,6,0))","v":493.1}]
["Lindab Transfer","XVTR","XVTR224140140140","Tr.Kreuzst.XVTR 30 224.140.140.140","",35,628.29999999999995,{"$f":"G5769*(1-VLOOKUP(F5769,Konditionen!$B:$G,6,0))","v":628.29999999999995}]
["Lindab Transfer","XVTR","XVTR300150150150","Tr.Kreuzst.XVTR 30 300.150.150.150","",35,711.1,{"$f":"G5787*(1-VLOOKUP(F5787,Konditionen!$B:$G,6,0))","v":711.1}]
["Lindab Transfer","XVTR","XVTR300300300300","Tr.Kreuzst.XVTR 30 300.300.300.300","",35,821.15,{"$f":"G5794*(1-VLOOKUP(F5794,Konditionen!$B:$G,6,0))","v":821.15}]
["Lindab Transfer","XVTR","XVTR350250250250","Tr.Kreuzst.XVTR 30 350.250.250.250","",35,865.7,{"$f":"G5814*(1-VLOOKUP(F5814,Konditionen!$B:$G,6,0))","v":865.7}]
["Lindab Transfer","XVTR","XVTR350315315315","Tr.Kreuzst.XVTR 30 350.315.315.315","",35,942.6,{"$f":"G5816*(1-VLOOKUP(F5816,Konditionen!$B:$G,6,0))","v":942.6}]
["Lindab Transfer","XVTR","XVTR450200200200","Tr.Kreuzst.XVTR 30 450.200.200.200","",35,986.6,{"$f":"G5837*(1-VLOOKUP(F5837,Konditionen!$B:$G,6,0))","v":986.6}]
["Lindab Transfer","XVTR","XVTR500200200200","Tr.Kreuzst.XVTR 30 500.200.200.200","",35,1028,{"$f":"G5851*(1-VLOOKUP(F5851,Konditionen!$B:$G,6,0))","v":1028}]
["Lindab Transfer","XVTR","XVTR500350350350","Tr.Kreuzst.XVTR 30 500.350.350.350","",35,1249,{"$f":"G5856*(1-VLOOKUP(F5856,Konditionen!$B:$G,6,0))","v":1249}]
["Lindab Transfer","YVTR30","YVTR301508080","Tr.Hosenstück  YVTR 30 150. 80. 80","",35,370.35,{"$f":"G5873*(1-VLOOKUP(F5873,Konditionen!$B:$G,6,0))","v":370.35}]
["Lindab Transfer","YVTR30","YVTR30180100100","Tr.Hosenstück  YVTR 30 180.100.100","",35,431.75,{"$f":"G5880*(1-VLOOKUP(F5880,Konditionen!$B:$G,6,0))","v":431.75}]
["Lindab Transfer","YVTR30","YVTR30200200200","Tr.Hosenstück  YVTR 30 200.200.200","",35,526.25,{"$f":"G5893*(1-VLOOKUP(F5893,Konditionen!$B:$G,6,0))","v":526.25}]
["Lindab Transfer","YVTR30","YVTR30300125125","Tr.Hosenstück  YVTR 30 300.125.125","",35,567.1,{"$f":"G5915*(1-VLOOKUP(F5915,Konditionen!$B:$G,6,0))","v":567.1}]
["Lindab Transfer","YVTR30","YVTR303008080","Tr.Hosenstück  YVTR 30 300. 80. 80","",35,520.75,{"$f":"G5924*(1-VLOOKUP(F5924,Konditionen!$B:$G,6,0))","v":520.75}]
["Lindab Transfer","YVTR30","YVTR30350100100","Tr.Hosenstück  YVTR 30 350.100.100","",35,637.65,{"$f":"G5937*(1-VLOOKUP(F5937,Konditionen!$B:$G,6,0))","v":637.65}]
["Lindab Transfer","YVTR30","YVTR30350224224","Tr.Hosenstück  YVTR 30 350.224.224","",35,765.3,{"$f":"G5944*(1-VLOOKUP(F5944,Konditionen!$B:$G,6,0))","v":765.3}]
["Lindab Transfer","YVTR30","YVTR30400300300","Tr.Hosenstück  YVTR 30 400.300.300","",35,937.1,{"$f":"G5957*(1-VLOOKUP(F5957,Konditionen!$B:$G,6,0))","v":937.1}]
["Lindab Transfer","YVTR30","YVTR30450224224","Tr.Hosenstück  YVTR 30 450.224.224","",35,915,{"$f":"G5966*(1-VLOOKUP(F5966,Konditionen!$B:$G,6,0))","v":915}]
["Lindab Transfer","YVTR30","YVTR30500315315","Tr.Hosenstück  YVTR 30 500.315.315","",35,1020,{"$f":"G5980*(1-VLOOKUP(F5980,Konditionen!$B:$G,6,0))","v":1020}]
["Panelfilter und V-Zellen","FIBO","FIBO250","Filterbox FIBO 250   Safe-Anschluss","für Panelfilter 287x287x95mm",37,215.2,{"$f":"G6001*(1-VLOOKUP(F6001,Konditionen!$B:$G,6,0))","v":215.2}]
["Panelfilter und V-Zellen","SBOX","SB94","Service-Box     SB 94","Montagesatz für Panelfilter 95 mm",37,23.05,{"$f":"G6008*(1-VLOOKUP(F6008,Konditionen!$B:$G,6,0))","v":23.05}]
["Panelfilter und V-Zellen","EPM170","EPM17047287287","Panelfilter EPM1-70  47mm 287x287","Filterklasse ePM1 70%",37,50.9,{"$f":"G6025*(1-VLOOKUP(F6025,Konditionen!$B:$G,6,0))","v":50.9}]
["Panelfilter und V-Zellen","EPM170","EPM17095287593","Panelfilter EPM1-70  95mm 287x593","Filterklasse ePM1 70%",37,89.5,{"$f":"G6030*(1-VLOOKUP(F6030,Konditionen!$B:$G,6,0))","v":89.5}]
["Panelfilter und V-Zellen","EPM1055","EPM105595593593","Panelfilter EPM10-55  95mm 593x593","Filterklasse ePM10 55%",37,119.15,{"$f":"G6048*(1-VLOOKUP(F6048,Konditionen!$B:$G,6,0))","v":119.15}]
["Panelfilter und V-Zellen","EPM1070","EPM107095593593","Panelfilter EPM10-70  95mm 593x593","Filterklasse ePM10 70%",37,120.2,{"$f":"G6056*(1-VLOOKUP(F6056,Konditionen!$B:$G,6,0))","v":120.2}]
["Panelfilter und V-Zellen","EPM2565","EPM256595493393","Panelfilter EPM2,5-65  95mm 493x393","Filterklasse ePM2,5 65%",37,106.8,{"$f":"G6071*(1-VLOOKUP(F6071,Konditionen!$B:$G,6,0))","v":106.8}]
["Panelfilter und V-Zellen","3VEPM180","3VEPM180592490","V-Zellen-Filter 3V-EPM1-80  292mm","592 x 490  Filterklasse ePM1 80%",37,184.7,{"$f":"G6091*(1-VLOOKUP(F6091,Konditionen!$B:$G,6,0))","v":184.7}]
["Panelfilter und V-Zellen","BLU170","BLU300170592287","BLU-Hybrid 300 Filter    296mm","592 x 287  Filterklasse ePM1 70%",37,93.35,{"$f":"G6094*(1-VLOOKUP(F6094,Konditionen!$B:$G,6,0))","v":93.35}]
["Panelfilter und V-Zellen","IFU","IFU315","Einsteckfilter   IFU           315","",37,163.75,{"$f":"G6116*(1-VLOOKUP(F6116,Konditionen!$B:$G,6,0))","v":163.75}]
["Panelfilter und V-Zellen","STR","STRG4100","Rohrfilter       STR G4  100","ISO Coarse 65%",37,51.4,{"$f":"G6120*(1-VLOOKUP(F6120,Konditionen!$B:$G,6,0))","v":51.4}]
["Taschenfilter, Z-Linefilter, Rollenware","RFL","RFL220","Filtermatte als Rollenware  RFL 220","20 x 2m, ISO Coarse 65% (G4)",3702,231.2,{"$f":"G6139*(1-VLOOKUP(F6139,Konditionen!$B:$G,6,0))","v":231.2}]
["Taschenfilter, Z-Linefilter, Rollenware","TF7","TF73004287287","Taschenfilter TF7-300-4 287 X 287","ISO ePM1 60%, Kunststoffrahmen",3702,22.1,{"$f":"G6142*(1-VLOOKUP(F6142,Konditionen!$B:$G,6,0))","v":22.1}]
["Taschenfilter, Z-Linefilter, Rollenware","TF7","TF73606592287","Taschenfilter TF7-360-6 592 X 287","ISO ePM1 60%, Kunststoffrahmen",3702,31.05,{"$f":"G6158*(1-VLOOKUP(F6158,Konditionen!$B:$G,6,0))","v":31.05}]
["Taschenfilter, Z-Linefilter, Rollenware","TF7","TF753510490892","Taschenfilter TF7-535-10 490 X 892","ISO ePM1 60%, Metallrahmen",3702,102.7,{"$f":"G6172*(1-VLOOKUP(F6172,Konditionen!$B:$G,6,0))","v":102.7}]
["Taschenfilter, Z-Linefilter, Rollenware","TF7","TF75356287287","Taschenfilter TF7-535-6 287 X 287","ISO ePM1 60%, Kunststoffrahmen",3702,37.25,{"$f":"G6184*(1-VLOOKUP(F6184,Konditionen!$B:$G,6,0))","v":37.25}]
["Taschenfilter, Z-Linefilter, Rollenware","TF7","TF76005490592","Taschenfilter TF7-600-5 490 X 592","ISO ePM1 60%, Kunststoffrahmen",3702,47.9,{"$f":"G6195*(1-VLOOKUP(F6195,Konditionen!$B:$G,6,0))","v":47.9}]
["Taschenfilter, Z-Linefilter, Rollenware","TF7","TF763510490592","Taschenfilter TF7-635-10 490 X 592","ISO ePM1 60%, Kunststoffrahmen",3702,85.05,{"$f":"G6206*(1-VLOOKUP(F6206,Konditionen!$B:$G,6,0))","v":85.05}]
["Taschenfilter, Z-Linefilter, Rollenware","TF9","TF93004287287","Taschenfilter TF9-300-4 287 X 287","ISO ePM1 80%, Kunststoffrahmen",3702,23.75,{"$f":"G6226*(1-VLOOKUP(F6226,Konditionen!$B:$G,6,0))","v":23.75}]
["Taschenfilter, Z-Linefilter, Rollenware","TF9","TF93605490592","Taschenfilter TF9-360-5 490 X 592","ISO ePM1 80%, Kunststoffrahmen",3702,39.85,{"$f":"G6240*(1-VLOOKUP(F6240,Konditionen!$B:$G,6,0))","v":39.85}]
["Taschenfilter, Z-Linefilter, Rollenware","TF9","TF938010490892","Taschenfilter TF9-380-10 490 X 892","ISO ePM1 80%, Metallrahmen",3702,94.65,{"$f":"G6248*(1-VLOOKUP(F6248,Konditionen!$B:$G,6,0))","v":94.65}]
["Taschenfilter, Z-Linefilter, Rollenware","TF9","TF953512592892","Taschenfilter TF9-535-12 592 X 892","ISO ePM1 80%, Metallrahmen",3702,140.30000000000001,{"$f":"G6263*(1-VLOOKUP(F6263,Konditionen!$B:$G,6,0))","v":140.30000000000001}]
["Taschenfilter, Z-Linefilter, Rollenware","TF9","TF95358490592","Taschenfilter TF9-535-8 490 X 592","ISO ePM1 80%, Kunststoffrahmen",3702,72.599999999999994,{"$f":"G6270*(1-VLOOKUP(F6270,Konditionen!$B:$G,6,0))","v":72.599999999999994}]
["Taschenfilter, Z-Linefilter, Rollenware","TF9","TF96008592490","Taschenfilter TF9-600-8 592 X 490","ISO ePM1 80%, Kunststoffrahmen",3702,73.5,{"$f":"G6290*(1-VLOOKUP(F6290,Konditionen!$B:$G,6,0))","v":73.5}]
["Taschenfilter, Z-Linefilter, Rollenware","TF9","TF963510592490","Taschenfilter TF9-635-10 592 X 490","ISO ePM1 80%, Kunststoffrahmen",3702,92.35,{"$f":"G6296*(1-VLOOKUP(F6296,Konditionen!$B:$G,6,0))","v":92.35}]
["Taschenfilter, Z-Linefilter, Rollenware","TG4","TG41503287592","Taschenfilter TG4-150-3 287 X 592","ISO Coarse 60%, Kunststoffrahmen",3702,17.399999999999999,{"$f":"G6312*(1-VLOOKUP(F6312,Konditionen!$B:$G,6,0))","v":17.399999999999999}]
["Taschenfilter, Z-Linefilter, Rollenware","TG4","TG42005490592","Taschenfilter TG4-200-5 490 X 592","ISO Coarse 60%, Kunststoffrahmen",3702,22.45,{"$f":"G6319*(1-VLOOKUP(F6319,Konditionen!$B:$G,6,0))","v":22.45}]
["Taschenfilter, Z-Linefilter, Rollenware","TG4","TG43606592287","Taschenfilter TG4-360-6 592 X 287","ISO Coarse 60%, Kunststoffrahmen",3702,23.4,{"$f":"G6334*(1-VLOOKUP(F6334,Konditionen!$B:$G,6,0))","v":23.4}]
["Taschenfilter, Z-Linefilter, Rollenware","TM5","TM51506592287","Taschenfilter TM5-150-6 592 X 287","ISO ePM10 60%, Kunststoffrahmen",3702,19.5,{"$f":"G6350*(1-VLOOKUP(F6350,Konditionen!$B:$G,6,0))","v":19.5}]
["Taschenfilter, Z-Linefilter, Rollenware","TM5","TM52006592287","Taschenfilter TM5-200-6 592 X 287","ISO ePM10 60%, Kunststoffrahmen",3702,21.05,{"$f":"G6356*(1-VLOOKUP(F6356,Konditionen!$B:$G,6,0))","v":21.05}]
["Taschenfilter, Z-Linefilter, Rollenware","TM5","TM56003287287","Taschenfilter TM5-600-3 287 X 287","ISO ePM10 60%, Kunststoffrahmen",3702,21.4,{"$f":"G6376*(1-VLOOKUP(F6376,Konditionen!$B:$G,6,0))","v":21.4}]
["Taschenfilter, Z-Linefilter, Rollenware","TM5","TM56006592592","Taschenfilter TM5-600-6 592 X 592","ISO ePM10 60%, Kunststoffrahmen",3702,41.05,{"$f":"G6383*(1-VLOOKUP(F6383,Konditionen!$B:$G,6,0))","v":41.05}]
["Taschenfilter, Z-Linefilter, Rollenware","TM6","TM63603287592","Taschenfilter TM6-360-3 287 X 592","ISO ePM10 65%, Kunststoffrahmen",3702,22.2,{"$f":"G6398*(1-VLOOKUP(F6398,Konditionen!$B:$G,6,0))","v":22.2}]
["Taschenfilter, Z-Linefilter, Rollenware","TM6","TM653510592490","Taschenfilter TM6-535-10 592 X 490","ISO ePM10 65%, Kunststoffrahmen",3702,52.45,{"$f":"G6418*(1-VLOOKUP(F6418,Konditionen!$B:$G,6,0))","v":52.45}]
["Taschenfilter, Z-Linefilter, Rollenware","TM6","TM653510592892","Taschenfilter TM6-535-10 592 X 892","ISO ePM10 65%, Metallrahmen",3702,75.849999999999994,{"$f":"G6420*(1-VLOOKUP(F6420,Konditionen!$B:$G,6,0))","v":75.849999999999994}]
["Taschenfilter, Z-Linefilter, Rollenware","TM6","TM66004287892","Taschenfilter TM6-600-4 287 X 892","ISO ePM10 65%, Metallrahmen",3702,44.25,{"$f":"G6440*(1-VLOOKUP(F6440,Konditionen!$B:$G,6,0))","v":44.25}]
["Taschenfilter, Z-Linefilter, Rollenware","TM6","TM66008592490","Taschenfilter TM6-600-8 592 X 490","ISO ePM10 65%, Kunststoffrahmen",3702,48.1,{"$f":"G6451*(1-VLOOKUP(F6451,Konditionen!$B:$G,6,0))","v":48.1}]
["Taschenfilter, Z-Linefilter, Rollenware","TM6","TM663512592592","Taschenfilter TM6-635-12 592 X 592","ISO ePM10 65%, Kunststoffrahmen",3702,70.7,{"$f":"G6462*(1-VLOOKUP(F6462,Konditionen!$B:$G,6,0))","v":70.7}]
["Taschenfilter, Z-Linefilter, Rollenware","ZLG4","ZLG448393495","Z-Line Filter G4 393 x 495 x 48 mm","ISO Coarse 60%, im Papprahmen",3702,32.1,{"$f":"G6474*(1-VLOOKUP(F6474,Konditionen!$B:$G,6,0))","v":32.1}]
["Taschenfilter, Z-Linefilter, Rollenware","ZLG4","ZLG496592592","Z-Line Filter G4 592 x 592 x 96 mm","ISO Coarse 60%, im Papprahmen",3702,53.5,{"$f":"G6488*(1-VLOOKUP(F6488,Konditionen!$B:$G,6,0))","v":53.5}]
["Taschenfilter, Z-Linefilter, Rollenware","ZLM5","ZLM596592592","Z-Line Filter M5 592 x 592 x 96 mm","ISO Coarse 90%, im Papprahmen",3702,55.1,{"$f":"G6504*(1-VLOOKUP(F6504,Konditionen!$B:$G,6,0))","v":55.1}]
["Taschenfilter, Z-Linefilter, Rollenware","TF7","TF76354287592","Taschenfilter TF7-635-4 287 X 592","ISO ePM1 60%, Kunststoffrahmen",3702,50.75,{"$f":"G6519*(1-VLOOKUP(F6519,Konditionen!$B:$G,6,0))","v":50.75}]
["Taschenfilter, Z-Linefilter, Rollenware","TM5","TM56356592287","Taschenfilter TM5-635-6 592 X 287","ISO ePM10 60%, Kunststoffrahmen",3702,38.4,{"$f":"G6526*(1-VLOOKUP(F6526,Konditionen!$B:$G,6,0))","v":38.4}]
["Dachhauben","QDDF","QDDF30","Dachdurchführung QDDF  300x300mm","0° Neigung einw. Ausführung L=1.000",53,191.4,{"$f":"G6542*(1-VLOOKUP(F6542,Konditionen!$B:$G,6,0))","v":191.4}]
["Dachhauben","QFDSVZ","QFDSVZ400","Flachdachsockel QFDSVZ  A=400mm","..° Dachneigung s=1.50mm verzinkt",53,639.15,{"$f":"G6552*(1-VLOOKUP(F6552,Konditionen!$B:$G,6,0))","v":639.15}]
["Dachhauben","LHPR","LHPR800800","Außen- und Fortlufthaube LHPR","800 x 800 mm, Rahmen = ?? mm",53,3333,{"$f":"G6565*(1-VLOOKUP(F6565,Konditionen!$B:$G,6,0))","v":3333}]
["Dachhauben","LHR","LHR400400-6","Lamellenhaube Quad. LHR   400X400-6","verzinkt, Rahmen = ?? mm",53,922.75,{"$f":"G6574*(1-VLOOKUP(F6574,Konditionen!$B:$G,6,0))","v":922.75}]
["Dachhauben","GISOL","GISOL1602801000","Dachdurchf. GISOL 160.280.1000.____","mit Platte aus Polymergummi,",53,561.54999999999995,{"$f":"G6590*(1-VLOOKUP(F6590,Konditionen!$B:$G,6,0))","v":561.54999999999995}]
["Dachhauben","GISOL","GISOL3555001000","Dachdurchf. GISOL 355.500.1000.____","mit Platte aus Polymergummi,",53,1011,{"$f":"G6598*(1-VLOOKUP(F6598,Konditionen!$B:$G,6,0))","v":1011}]
["Dachhauben","HF","HF600","Deflektorhaube   HF            600","m. 2 Flansche",53,819.75,{"$f":"G6616*(1-VLOOKUP(F6616,Konditionen!$B:$G,6,0))","v":819.75}]
["Dachhauben","HN","HN100","Deflektorhaube   HN            100","",53,143.80000000000001,{"$f":"G6621*(1-VLOOKUP(F6621,Konditionen!$B:$G,6,0))","v":143.80000000000001}]
["Dachhauben","MGL","MGL250","Membrandurchführung MGL 250","",53,49.5,{"$f":"G6638*(1-VLOOKUP(F6638,Konditionen!$B:$G,6,0))","v":49.5}]
["Dachhauben","TGFV","TGFV300","Dachdurchführg. TGFV           300","H = 600 MM * mit Regenkragen",53,407.1,{"$f":"G6658*(1-VLOOKUP(F6658,Konditionen!$B:$G,6,0))","v":407.1}]
["Dachhauben","TGFV","TGFV630","Dachdurchführg. TGFV           630","H = 600 MM * mit Regenkragen",53,650.5,{"$f":"G6666*(1-VLOOKUP(F6666,Konditionen!$B:$G,6,0))","v":650.5}]
["Dachhauben","TGF","TGF1600","Dachdurchführg. TGF 0          160","H = 500 MM * ohne Regenkragen",53,145.35,{"$f":"G6680*(1-VLOOKUP(F6680,Konditionen!$B:$G,6,0))","v":145.35}]
["Dachhauben","TGF","TGF2501-45","Dachdurchführg. TGF 1-45 250 __Grad","ohne Regenkragen",53,280,{"$f":"G6689*(1-VLOOKUP(F6689,Konditionen!$B:$G,6,0))","v":280}]
["Dachhauben","TGF","TGF5000","Dachdurchführg. TGF 0          500","H = 500 mm * ohne Regenkragen",53,235.35,{"$f":"G6702*(1-VLOOKUP(F6702,Konditionen!$B:$G,6,0))","v":235.35}]
["Dachhauben","TGF","TGF6301-45","Dachdurchführg. TGF 1-45 630 __Grad","ohne Regenkragen",53,442.4,{"$f":"G6709*(1-VLOOKUP(F6709,Konditionen!$B:$G,6,0))","v":442.4}]
["Dachhauben","VHA","VHA355","Fortlufthaube verz. VHA    355/500","",53,449.75,{"$f":"G6722*(1-VLOOKUP(F6722,Konditionen!$B:$G,6,0))","v":449.75}]
["Dachhauben","VHING","VHING15031-45","Dachdurchführg.  VHING 31-45   150","mit Platte aus Polymergummi",53,263.05,{"$f":"G6744*(1-VLOOKUP(F6744,Konditionen!$B:$G,6,0))","v":263.05}]
["Dachhauben","VHING","VHING20046-55","Dachdurchführg.  VHING 46-55   200","mit Platte aus Polymergummi",53,339.4,{"$f":"G6757*(1-VLOOKUP(F6757,Konditionen!$B:$G,6,0))","v":339.4}]
["Dachhauben","VHING","VHING2800","Dachdurchführg.  VHING   0     280","komplett verzinkt",53,351.15,{"$f":"G6766*(1-VLOOKUP(F6766,Konditionen!$B:$G,6,0))","v":351.15}]
["Dachhauben","VHING","VHING30046-55","Dachdurchführg.  VHING 46-55   300","mit Platte aus Polymergummi",53,532.79999999999995,{"$f":"G6773*(1-VLOOKUP(F6773,Konditionen!$B:$G,6,0))","v":532.79999999999995}]
["Dachhauben","VHING","VHING5000","Dachdurchführg.  VHING   0     500","komplett verzinkt",53,528,{"$f":"G6790*(1-VLOOKUP(F6790,Konditionen!$B:$G,6,0))","v":528}]
["Dachhauben","VHING","VHING63046-55","Dachdurchführg.  VHING 46-55   630","mit Platte aus Polymergummi",53,885.1,{"$f":"G6808*(1-VLOOKUP(F6808,Konditionen!$B:$G,6,0))","v":885.1}]
["Dachhauben","VHING","VHING8031-45","Dachdurchführg.  VHING 31-45    80","mit Platte aus Polymergummi",53,204.2,{"$f":"G6821*(1-VLOOKUP(F6821,Konditionen!$B:$G,6,0))","v":204.2}]
["Dachhauben","VHL","VHL250400","Lamellenhaube verz.  VHL   250/400","",53,405.15,{"$f":"G6830*(1-VLOOKUP(F6830,Konditionen!$B:$G,6,0))","v":405.15}]
["Dachhauben","VHP","VHP355500","Dachhaube       VHP        355.500","",53,472.6,{"$f":"G6844*(1-VLOOKUP(F6844,Konditionen!$B:$G,6,0))","v":472.6}]
["Dachhauben","VH","VH1000","Dachhaube        VH           1000","D = 1815 mm, h = 200 mm, H = 585 mm",53,1280,{"$f":"G6852*(1-VLOOKUP(F6852,Konditionen!$B:$G,6,0))","v":1280}]
["Dachhauben","VH","VH600","Dachhaube        VH            600","",53,541.25,{"$f":"G6872*(1-VLOOKUP(F6872,Konditionen!$B:$G,6,0))","v":541.25}]
["Dachhauben","VH","VH900","Dachhaube        VH            900","",53,1226,{"$f":"G6877*(1-VLOOKUP(F6877,Konditionen!$B:$G,6,0))","v":1226}]
["Dachhauben","WKR","WKR500","Wasserkragen     WKR           500","",53,169.35,{"$f":"G6894*(1-VLOOKUP(F6894,Konditionen!$B:$G,6,0))","v":169.35}]
["Dachhauben","WKR","WKR800","Wasserkragen     WKR           800","Symmetrisch",53,411.8,{"$f":"G6900*(1-VLOOKUP(F6900,Konditionen!$B:$G,6,0))","v":411.8}]
["Dachhauben","ABU","ABU200135","Ausblasbogen     ABFU  135      200","",53,158.15,{"$f":"G6920*(1-VLOOKUP(F6920,Konditionen!$B:$G,6,0))","v":158.15}]
["Dachhauben","ABU","ABU250","Ausblasbogen     ABFU 90       250","",53,130.69999999999999,{"$f":"G6923*(1-VLOOKUP(F6923,Konditionen!$B:$G,6,0))","v":130.69999999999999}]
["Dachhauben","ABU","ABU710","Ausblasbogen     ABFU 90       710","",53,628.20000000000005,{"$f":"G6945*(1-VLOOKUP(F6945,Konditionen!$B:$G,6,0))","v":628.20000000000005}]
["Dachhauben","AGIS","AGIS250400","Abdeckung    AGIS          250.400","für isoliertes Rohr",53,208.55,{"$f":"G6958*(1-VLOOKUP(F6958,Konditionen!$B:$G,6,0))","v":208.55}]
["Dachhauben","AGIS","AGIS500710","Abdeckung    AGIS          500.710","für isoliertes Rohr",53,404.85,{"$f":"G6968*(1-VLOOKUP(F6968,Konditionen!$B:$G,6,0))","v":404.85}]
["Dachhauben","AGU","AGU250","Ausblasstutzen   AGU           250","",53,60.6,{"$f":"G6984*(1-VLOOKUP(F6984,Konditionen!$B:$G,6,0))","v":60.6}]
["Dachhauben","AGU","AGU315","Ausblasstutzen   AGU           315","",53,73.400000000000006,{"$f":"G6987*(1-VLOOKUP(F6987,Konditionen!$B:$G,6,0))","v":73.400000000000006}]
["Dachhauben","AVU","AVU1120","Ausblasstutzen   AVU          1120","",53,707.85,{"$f":"G7001*(1-VLOOKUP(F7001,Konditionen!$B:$G,6,0))","v":707.85}]
["Dachhauben","AVU","AVU80","Ausblasstutzen   AVU            80","",53,50.85,{"$f":"G7022*(1-VLOOKUP(F7022,Konditionen!$B:$G,6,0))","v":50.85}]
["Dachhauben","AVU","AVU900","Ausblasstutzen   AVU           900","",53,455.95,{"$f":"G7024*(1-VLOOKUP(F7024,Konditionen!$B:$G,6,0))","v":455.95}]
["Edelstahl","SRDV2A","SRDV2A0,8800","Lindabrohr  SRD V2A 0,8 800  Meter","Edelstahl W.Nr.1.4301,mit Dichtung",60,1382,{"$f":"G7048*(1-VLOOKUP(F7048,Konditionen!$B:$G,6,0))","v":1382}]
["Edelstahl","SRV2A","SRV2A0,5250","Lindabrohr   SR V2A 0,5 250  METER","Edelstahl W.Nr.1.4301",60,271.39999999999998,{"$f":"G7059*(1-VLOOKUP(F7059,Konditionen!$B:$G,6,0))","v":271.39999999999998}]
["Edelstahl","SRV2A","SRV2A0,6630","Lindabrohr   SR V2A 0,6 630  METER","Edelstahl W.Nr.1.4301",60,807.6,{"$f":"G7070*(1-VLOOKUP(F7070,Konditionen!$B:$G,6,0))","v":807.6}]
["Edelstahl","SRV2A","SRV2A0,5315","Lindabrohr   SR V2A 0,5 315  METER","Edelstahl W.Nr.1.4301",60,434,{"$f":"G7077*(1-VLOOKUP(F7077,Konditionen!$B:$G,6,0))","v":434}]
["Edelstahl","LNRV2A","LNRV2A0,5250","Längsnahtrohr LNR V2A 0,5 250 METER","Edelstahl W.Nr.1.4301",60,369.95,{"$f":"G7092*(1-VLOOKUP(F7092,Konditionen!$B:$G,6,0))","v":369.95}]
["Edelstahl","LNRV2A","LNRV2A0,6500","Längsnahtrohr LNR V2A 0,6 500 METER","Edelstahl W.Nr.1.4301",60,780.65,{"$f":"G7099*(1-VLOOKUP(F7099,Konditionen!$B:$G,6,0))","v":780.65}]
["Edelstahl","ABUV2A","ABUV2A315","Ausblasbogen       ABFU V2A     315","Edelstahl W. Nr. 1.4301",60,1133,{"$f":"G7115*(1-VLOOKUP(F7115,Konditionen!$B:$G,6,0))","v":1133}]
["Edelstahl","AGUV2A","AGUV2A224","Ausblasstutzen AGU V2A        224","Edelstahl W.Nr. 1.4301",60,206.1,{"$f":"G7134*(1-VLOOKUP(F7134,Konditionen!$B:$G,6,0))","v":206.1}]
["Edelstahl","AGUV2A","AGUV2A450","Ausblasstutzen AGU V2A        450","Edelstahl W.Nr. 1.4301",60,338.55,{"$f":"G7141*(1-VLOOKUP(F7141,Konditionen!$B:$G,6,0))","v":338.55}]
["Edelstahl","AVUV2A","AVUV2A300","Ausblasstutzen   AVU V2A       300","Edelstahl W.Nr. 1.4301",60,596.04999999999995,{"$f":"G7160*(1-VLOOKUP(F7160,Konditionen!$B:$G,6,0))","v":596.04999999999995}]
["Edelstahl","AVUV2A","AVUV2A400","Ausblasstutzen   AVU V2A       400","Edelstahl W.Nr. 1.4301",60,804.7,{"$f":"G7163*(1-VLOOKUP(F7163,Konditionen!$B:$G,6,0))","v":804.7}]
["Edelstahl","DSUV2A","DSUV2A200","Sperrklappe      DSU V2A       200","Edelstahl W.Nr.1.4301",60,348.35,{"$f":"G7179*(1-VLOOKUP(F7179,Konditionen!$B:$G,6,0))","v":348.35}]
["Edelstahl","DTHUV2A","DTHUV2A150","Absperrklappe oh.Mot.DTHU V2A   150","m.Konsole für LM/NM/SM/LF/AF Motor",60,799.85,{"$f":"G7198*(1-VLOOKUP(F7198,Konditionen!$B:$G,6,0))","v":799.85}]
["Edelstahl","DTHUV2A","DTHUV2A300","Absperrklappe oh.Mot.DTHU V2A   300","m.Konsole für LM/NM/SM/LF/AF Motor",60,1148,{"$f":"G7205*(1-VLOOKUP(F7205,Konditionen!$B:$G,6,0))","v":1148}]
["Edelstahl","DTUV2A","DTUV2A140","Absperrklappe    DTU V2A       140","Edelstahl W.Nr. 1.4301",60,527.04999999999995,{"$f":"G7216*(1-VLOOKUP(F7216,Konditionen!$B:$G,6,0))","v":527.04999999999995}]
["Edelstahl","DTUV2A","DTUV2A400","Absperrklappe    DTU V2A        400","Edelstahl W.Nr. 1.4301",60,1138,{"$f":"G7227*(1-VLOOKUP(F7227,Konditionen!$B:$G,6,0))","v":1138}]
["Edelstahl","FLV2A","FLV2A400","Flachflansch     FL V2A        400","Edelstahl W.Nr. 1.4301",60,324.95,{"$f":"G7247*(1-VLOOKUP(F7247,Konditionen!$B:$G,6,0))","v":324.95}]
["Edelstahl","HNV2A","HNV2A180","Deflektorhaube   HN V2A        180","Edelstahl W.Nr. 1.4301",60,1026,{"$f":"G7262*(1-VLOOKUP(F7262,Konditionen!$B:$G,6,0))","v":1026}]
["Edelstahl","HNV2A","HNV2A355","Deflektorhaube   HN V2A        355","Edelstahl W.Nr. 1.4301",60,2414,{"$f":"G7269*(1-VLOOKUP(F7269,Konditionen!$B:$G,6,0))","v":2414}]
["Edelstahl","TGFVV2A","TGFVV2A224","Dachdurchf. TGFV  V2A         224","H = 600 MM * W.Nr. 1.4301",60,1168,{"$f":"G7284*(1-VLOOKUP(F7284,Konditionen!$B:$G,6,0))","v":1168}]
["Edelstahl","TGFVV2A","TGFVV2A450","Dachdurchf. TGFV  V2A         450","H = 600 MM * W.Nr. 1.4301",60,1996,{"$f":"G7291*(1-VLOOKUP(F7291,Konditionen!$B:$G,6,0))","v":1996}]
["Edelstahl","TGFV2A","TGF0V2A160","Dachdurchf. TGF0  V2A   0 Grad 160","W.NR.1.4301, ohne Regenkragen,H=500",60,606.1,{"$f":"G7303*(1-VLOOKUP(F7303,Konditionen!$B:$G,6,0))","v":606.1}]
["Edelstahl","TGFV2A","TGF0V2A450","Dachdurchf. TGF0  V2A   0 Grad 450","W.NR.1.4301, ohne Regenkragen,H=500",60,1483,{"$f":"G7313*(1-VLOOKUP(F7313,Konditionen!$B:$G,6,0))","v":1483}]
["Edelstahl","TGFV2A","TGF45V2A160","Dachdurchf. TGF45 V2A  __ Grad 160","W.NR.1.4301, ohne Regenkragen",60,1031,{"$f":"G7326*(1-VLOOKUP(F7326,Konditionen!$B:$G,6,0))","v":1031}]
["Edelstahl","TGFV2A","TGF45V2A600","Dachdurchf. TGF45 V2A  __ Grad 600","W.NR.1.4301, ohne Regenkragen",60,3421,{"$f":"G7339*(1-VLOOKUP(F7339,Konditionen!$B:$G,6,0))","v":3421}]
["Edelstahl","VHLV2A","VHLV2A900","Lamellenhaube V2A  VHL     900.1030","H = 630 - 21 Lamellen  * 1.4301",60,15559,{"$f":"G7355*(1-VLOOKUP(F7355,Konditionen!$B:$G,6,0))","v":15559}]
["Edelstahl","VHV2A","VHV2A450","Dachhaube        VH V2A        450","Edelstahl W.Nr. 1.4301, Nippelmaß",60,870.7,{"$f":"G7371*(1-VLOOKUP(F7371,Konditionen!$B:$G,6,0))","v":870.7}]
["Edelstahl","VHV2A","VHV2A800","Dachhaube        VH V2A        800","Edelstahl W.Nr. 1.4301, Nippelmaß",60,2443,{"$f":"G7377*(1-VLOOKUP(F7377,Konditionen!$B:$G,6,0))","v":2443}]
["Edelstahl","WKRV2A","WKRV2A500","Wasserkragen     WKR V2A       500","Edelstahl W.Nr. 1.4301",60,773.2,{"$f":"G7394*(1-VLOOKUP(F7394,Konditionen!$B:$G,6,0))","v":773.2}]
["Edelstahl","BFUV2A","BFUV2A10045","Bogen Segment    BFU V2A    100.45","Edelstahl W.Nr. 1.4301",60,150.30000000000001,{"$f":"G7403*(1-VLOOKUP(F7403,Konditionen!$B:$G,6,0))","v":150.30000000000001}]
["Edelstahl","BFUV2A","BFUV2A14060","Bogen Segment    BFU V2A    140.60","Edelstahl W.Nr. 1.4301",60,209.4,{"$f":"G7419*(1-VLOOKUP(F7419,Konditionen!$B:$G,6,0))","v":209.4}]
["Edelstahl","BFUV2A","BFUV2A16030","Bogen Segment    BFU V2A    160.30","Edelstahl W.Nr. 1.4301",60,168.05,{"$f":"G7427*(1-VLOOKUP(F7427,Konditionen!$B:$G,6,0))","v":168.05}]
["Edelstahl","BFUV2A","BFUV2A22415","Bogen Segment    BFU V2A    224.15","Edelstahl W.Nr. 1.4301",60,267,{"$f":"G7441*(1-VLOOKUP(F7441,Konditionen!$B:$G,6,0))","v":267}]
["Edelstahl","BFUV2A","BFUV2A31530","Bogen Segment    BFU V2A    315.30","Edelstahl W.Nr. 1.4301",60,405.95,{"$f":"G7462*(1-VLOOKUP(F7462,Konditionen!$B:$G,6,0))","v":405.95}]
["Edelstahl","BFUV2A","BFUV2A35530","Bogen Segment    BFU V2A    355.30","Edelstahl W.Nr. 1.4301",60,475.8,{"$f":"G7467*(1-VLOOKUP(F7467,Konditionen!$B:$G,6,0))","v":475.8}]
["Edelstahl","BFUV2A","BFUV2A50045","Bogen Segment    BFU V2A    500.45","Edelstahl W.Nr. 1.4301",60,859.35,{"$f":"G7483*(1-VLOOKUP(F7483,Konditionen!$B:$G,6,0))","v":859.35}]
["Edelstahl","BFUV2A","BFUV2A60090","Bogen Segment    BFU V2A    600.90","Edelstahl W.Nr. 1.4301",60,1703,{"$f":"G7495*(1-VLOOKUP(F7495,Konditionen!$B:$G,6,0))","v":1703}]
["Edelstahl","BFUV2A","BFUV2A80060","Bogen Segment    BFU V2A    800.60","Edelstahl W.Nr. 1.4301",60,2625,{"$f":"G7509*(1-VLOOKUP(F7509,Konditionen!$B:$G,6,0))","v":2625}]
["Edelstahl","ESUV2A","ESUV2A140","Enddeckel       ESU V2A        140","Edelstahl W.Nr. 1.4301",60,82.85,{"$f":"G7518*(1-VLOOKUP(F7518,Konditionen!$B:$G,6,0))","v":82.85}]
["Edelstahl","ESUV2A","ESUV2A500","Enddeckel       ESU V2A        500","Edelstahl W.Nr. 1.4301",60,286.35000000000002,{"$f":"G7531*(1-VLOOKUP(F7531,Konditionen!$B:$G,6,0))","v":286.35000000000002}]
["Edelstahl","ILFV2A","ILFV2A140","Bundkragen      ILF V2A        140","Edelstahl W.Nr. 1.4301    Muffenmaß",60,63.4,{"$f":"G7541*(1-VLOOKUP(F7541,Konditionen!$B:$G,6,0))","v":63.4}]
["Edelstahl","ILFV2A","ILFV2A450","Bundkragen      ILF V2A        450","Edelstahl W.Nr. 1.4301    Muffenmaß",60,191.75,{"$f":"G7553*(1-VLOOKUP(F7553,Konditionen!$B:$G,6,0))","v":191.75}]
["Edelstahl","ILUV2A","ILUV2A315","Bundkragen      ILU V2A        315","Edelstahl W.Nr. 1.4301",60,117.2,{"$f":"G7573*(1-VLOOKUP(F7573,Konditionen!$B:$G,6,0))","v":117.2}]
["Edelstahl","MFV2A","MFV2A125","Muffe            MF V2A        125","Edelstahl W.Nr. 1.4301",60,31.35,{"$f":"G7586*(1-VLOOKUP(F7586,Konditionen!$B:$G,6,0))","v":31.35}]
["Edelstahl","MFV2A","MFV2A300","Muffe            MF V2A        300","Edelstahl W.Nr. 1.4301",60,75.900000000000006,{"$f":"G7595*(1-VLOOKUP(F7595,Konditionen!$B:$G,6,0))","v":75.900000000000006}]
["Edelstahl","MFV2A","MFV2A800","Muffe            MF V2A        800","Edelstahl W.Nr. 1.4301",60,353.4,{"$f":"G7605*(1-VLOOKUP(F7605,Konditionen!$B:$G,6,0))","v":353.4}]
["Edelstahl","NPUV2A","NPUV2A280","Nippel          NPU V2A        280","Edelstahl W.Nr. 1.4301",60,177.6,{"$f":"G7617*(1-VLOOKUP(F7617,Konditionen!$B:$G,6,0))","v":177.6}]
["Edelstahl","PSKUV2A","PSKUV2A125112","Sattelstutzen   PSKU V2A   125.112","Edelstahl W.Nr. 1.4301",60,107.8,{"$f":"G7637*(1-VLOOKUP(F7637,Konditionen!$B:$G,6,0))","v":107.8}]
["Edelstahl","PSKUV2A","PSKUV2A140125","Sattelstutzen   PSKU V2A   140.125","Edelstahl W.Nr. 1.4301",60,107.8,{"$f":"G7642*(1-VLOOKUP(F7642,Konditionen!$B:$G,6,0))","v":107.8}]
["Edelstahl","PSKUV2A","PSKUV2A180112","Sattelstutzen   PSKU V2A   180.112","Edelstahl W.Nr. 1.4301",60,107.8,{"$f":"G7659*(1-VLOOKUP(F7659,Konditionen!$B:$G,6,0))","v":107.8}]
["Edelstahl","PSKUV2A","PSKUV2A200200","Sattelstutzen   PSKU V2A   200.200","Edelstahl W.Nr. 1.4301",60,145.94999999999999,{"$f":"G7673*(1-VLOOKUP(F7673,Konditionen!$B:$G,6,0))","v":145.94999999999999}]
["Edelstahl","PSKUV2A","PSKUV2A224180","Sattelstutzen   PSKU V2A   224.180","Edelstahl W.Nr. 1.4301",60,145.94999999999999,{"$f":"G7681*(1-VLOOKUP(F7681,Konditionen!$B:$G,6,0))","v":145.94999999999999}]
["Edelstahl","PSKUV2A","PSKUV2A280160","Sattelstutzen   PSKU V2A   280.160","Edelstahl W.Nr. 1.4301",60,122.65,{"$f":"G7701*(1-VLOOKUP(F7701,Konditionen!$B:$G,6,0))","v":122.65}]
["Edelstahl","PSKUV2A","PSKUV2A300125","Sattelstutzen   PSKU V2A   300.125","Edelstahl W.Nr. 1.4301",60,107.8,{"$f":"G7710*(1-VLOOKUP(F7710,Konditionen!$B:$G,6,0))","v":107.8}]
["Edelstahl","PSKUV2A","PSKUV2A315125","Sattelstutzen   PSKU V2A   315.125","Edelstahl W.Nr. 1.4301",60,107.8,{"$f":"G7723*(1-VLOOKUP(F7723,Konditionen!$B:$G,6,0))","v":107.8}]
["Edelstahl","PSKUV2A","PSKUV2A315224","Sattelstutzen   PSKU V2A   315.224","Edelstahl W.Nr. 1.4301",60,187.35,{"$f":"G7729*(1-VLOOKUP(F7729,Konditionen!$B:$G,6,0))","v":187.35}]
["Edelstahl","PSKUV2A","PSKUV2A355280","Sattelstutzen   PSKU V2A   355.280","Edelstahl W.Nr. 1.4301",60,251.1,{"$f":"G7745*(1-VLOOKUP(F7745,Konditionen!$B:$G,6,0))","v":251.1}]
["Edelstahl","PSKUV2A","PSKUV2A450125","Sattelstutzen   PSKU V2A   450.125","Edelstahl W.Nr. 1.4301",60,107.8,{"$f":"G7764*(1-VLOOKUP(F7764,Konditionen!$B:$G,6,0))","v":107.8}]
["Edelstahl","PSKUV2A","PSKUV2A450250","Sattelstutzen   PSKU V2A   450.250","Edelstahl W.Nr. 1.4301",60,187.35,{"$f":"G7771*(1-VLOOKUP(F7771,Konditionen!$B:$G,6,0))","v":187.35}]
["Edelstahl","PSKUV2A","PSKUV2A500280","Sattelstutzen   PSKU V2A   500.280","Edelstahl W.Nr. 1.4301",60,251.1,{"$f":"G7787*(1-VLOOKUP(F7787,Konditionen!$B:$G,6,0))","v":251.1}]
["Edelstahl","RCLUV2A","RCLUV2A125100","Reduzierung     RCLU V2A   125.100","Edelstahl W.Nr. 1.4301",60,122.75,{"$f":"G7797*(1-VLOOKUP(F7797,Konditionen!$B:$G,6,0))","v":122.75}]
["Edelstahl","RCLUV2A","RCLUV2A160100","Reduzierung     RCLU V2A   160.100","Edelstahl W.Nr. 1.4301",60,138.69999999999999,{"$f":"G7809*(1-VLOOKUP(F7809,Konditionen!$B:$G,6,0))","v":138.69999999999999}]
["Edelstahl","RCLUV2A","RCLUV2A180160","Reduzierung     RCLU V2A   180.160","Edelstahl W.Nr. 1.4301",60,155.05000000000001,{"$f":"G7820*(1-VLOOKUP(F7820,Konditionen!$B:$G,6,0))","v":155.05000000000001}]
["Edelstahl","RCLUV2A","RCLUV2A224160","Reduzierung     RCLU V2A   224.160","Edelstahl W.Nr. 1.4301",60,213.5,{"$f":"G7835*(1-VLOOKUP(F7835,Konditionen!$B:$G,6,0))","v":213.5}]
["Edelstahl","RCLUV2A","RCLUV2A280125","Reduzierung     RCLU V2A   280.125","Edelstahl W.Nr. 1.4301",60,276.89999999999998,{"$f":"G7851*(1-VLOOKUP(F7851,Konditionen!$B:$G,6,0))","v":276.89999999999998}]
["Edelstahl","RCLUV2A","RCLUV2A300180","Reduzierung     RCLU V2A   300.180","Edelstahl W.Nr. 1.4301",60,276.89999999999998,{"$f":"G7865*(1-VLOOKUP(F7865,Konditionen!$B:$G,6,0))","v":276.89999999999998}]
["Edelstahl","RCLUV2A","RCLUV2A315200","Reduzierung     RCLU V2A   315.200","Edelstahl W.Nr. 1.4301",60,279.3,{"$f":"G7877*(1-VLOOKUP(F7877,Konditionen!$B:$G,6,0))","v":279.3}]
["Edelstahl","RCLUV2A","RCLUV2A355200","Reduzierung     RCLU V2A   355.200","Edelstahl W.Nr. 1.4301",60,322.7,{"$f":"G7888*(1-VLOOKUP(F7888,Konditionen!$B:$G,6,0))","v":322.7}]
["Edelstahl","RCLUV2A","RCLUV2A400200","Reduzierung     RCLU V2A   400.200","Edelstahl W.Nr. 1.4301",60,375.05,{"$f":"G7899*(1-VLOOKUP(F7899,Konditionen!$B:$G,6,0))","v":375.05}]
["Edelstahl","RCLUV2A","RCLUV2A450400","Reduzierung     RCLU V2A   450.400","Edelstahl W.Nr. 1.4301",60,470.75,{"$f":"G7915*(1-VLOOKUP(F7915,Konditionen!$B:$G,6,0))","v":470.75}]
["Edelstahl","RCLUV2A","RCLUV2A500315","Reduzierung     RCLU V2A   500.315","Edelstahl W.Nr. 1.4301",60,509.4,{"$f":"G7921*(1-VLOOKUP(F7921,Konditionen!$B:$G,6,0))","v":509.4}]
["Edelstahl","RCLUV2A","RCLUV2A600560","Reduzierung     RCLU V2A   600.560","Edelstahl W.Nr. 1.4301",60,689.6,{"$f":"G7941*(1-VLOOKUP(F7941,Konditionen!$B:$G,6,0))","v":689.6}]
["Edelstahl","RCLUV2A","RCLUV2A630355","Reduzierung     RCLU V2A   630.355","Edelstahl W.Nr. 1.4301",60,743.45,{"$f":"G7944*(1-VLOOKUP(F7944,Konditionen!$B:$G,6,0))","v":743.45}]
["Edelstahl","RCLUV2A","RCLUV2A800560","Reduzierung     RCLU V2A   800.560","Edelstahl W.Nr. 1.4301",60,1070,{"$f":"G7963*(1-VLOOKUP(F7963,Konditionen!$B:$G,6,0))","v":1070}]
["Edelstahl","SLUV2A","SLUV2A1000600100","Schalldämpfer SLU V2A     1000.600","Edelstahl W.Nr. 1.4301",60,12562,{"$f":"G7979*(1-VLOOKUP(F7979,Konditionen!$B:$G,6,0))","v":12562}]
["Edelstahl","SLUV2A","SLUV2A125120010","Schalldämpfer SLU V2A     125.1200","100mm Isolierung",60,2598,{"$f":"G7989*(1-VLOOKUP(F7989,Konditionen!$B:$G,6,0))","v":2598}]
["Edelstahl","SLUV2A","SLUV2A150900100","Schalldämpfer SLU V2A     150.900","100mm Isolierung",60,2402,{"$f":"G8005*(1-VLOOKUP(F8005,Konditionen!$B:$G,6,0))","v":2402}]
["Edelstahl","SLUV2A","SLUV2A16090050","Schalldämpfer SLU V2A     160.900","50mm Isolierung",60,1823,{"$f":"G8012*(1-VLOOKUP(F8012,Konditionen!$B:$G,6,0))","v":1823}]
["Edelstahl","SLUV2A","SLUV2A224600100","Schalldämpfer SLU V2A     224.600","100mm Isolierung",60,2231,{"$f":"G8027*(1-VLOOKUP(F8027,Konditionen!$B:$G,6,0))","v":2231}]
["Edelstahl","SLUV2A","SLUV2A2501200100","Schalldämpfer SLU V2A     250.1200","100mm Isolierung",60,3528,{"$f":"G8031*(1-VLOOKUP(F8031,Konditionen!$B:$G,6,0))","v":3528}]
["Edelstahl","SLUV2A","SLUV2A3151200100","Schalldämpfer SLU V2A     315.1200","100mm Isolierung",60,5189,{"$f":"G8049*(1-VLOOKUP(F8049,Konditionen!$B:$G,6,0))","v":5189}]
["Edelstahl","SLUV2A","SLUV2A355120050","Schalldämpfer SLU V2A     355.1200","50mm Isolierung",60,4300,{"$f":"G8056*(1-VLOOKUP(F8056,Konditionen!$B:$G,6,0))","v":4300}]
["Edelstahl","SLUV2A","SLUV2A560120050","Schalldämpfer SLU V2A     560.1200","50mm Isolierung",60,7534,{"$f":"G8080*(1-VLOOKUP(F8080,Konditionen!$B:$G,6,0))","v":7534}]
["Edelstahl","SLUV2A","SLUV2A6301200100","Schalldämpfer SLU V2A     630.1200","100mm Isolierung",60,8064,{"$f":"G8091*(1-VLOOKUP(F8091,Konditionen!$B:$G,6,0))","v":8064}]
["Edelstahl","SLUV2A","SLUV2A710600100","Schalldämpfer SLU V2A     710.600","100mm Isolierung",60,7619,{"$f":"G8099*(1-VLOOKUP(F8099,Konditionen!$B:$G,6,0))","v":7619}]
["Edelstahl","SLUV2A","SLUV2A80900100","Schalldämpfer SLU V2A       80.900","100mm Isolierung",60,1965,{"$f":"G8113*(1-VLOOKUP(F8113,Konditionen!$B:$G,6,0))","v":1965}]
["Edelstahl","SLUV2A","SLUV2A90090050","Schalldämpfer SLU V2A     900.900","50mm Isolierung",60,10760,{"$f":"G8120*(1-VLOOKUP(F8120,Konditionen!$B:$G,6,0))","v":10760}]
["Edelstahl","TCKUV2A","TCKUV2A150112","T-Stück          TCKU V2A   150.112","Edelstahl W.Nr. 1.4301",60,237.65,{"$f":"G8136*(1-VLOOKUP(F8136,Konditionen!$B:$G,6,0))","v":237.65}]
["Edelstahl","TCKUV2A","TCKUV2A18080","T-Stück          TCKU V2A   180.80","Edelstahl W.Nr. 1.4301",60,301,{"$f":"G8155*(1-VLOOKUP(F8155,Konditionen!$B:$G,6,0))","v":301}]
["Edelstahl","TCKUV2A","TCKUV2A224125","T-Stück          TCKU V2A   224.125","Edelstahl W.Nr. 1.4301",60,398.9,{"$f":"G8167*(1-VLOOKUP(F8167,Konditionen!$B:$G,6,0))","v":398.9}]
["Edelstahl","TCKUV2A","TCKUV2A250125","T-Stück          TCKU V2A   250.125","Edelstahl W.Nr. 1.4301",60,398.9,{"$f":"G8177*(1-VLOOKUP(F8177,Konditionen!$B:$G,6,0))","v":398.9}]
["Edelstahl","TCKUV2A","TCKUV2A250250","T-Stück          TCKU V2A   250.250","Edelstahl W.Nr. 1.4301",60,398.9,{"$f":"G8184*(1-VLOOKUP(F8184,Konditionen!$B:$G,6,0))","v":398.9}]
["Edelstahl","TCKUV2A","TCKUV2A300125","T-Stück          TCKU V2A   300.125","Edelstahl W.Nr. 1.4301",60,554.5,{"$f":"G8200*(1-VLOOKUP(F8200,Konditionen!$B:$G,6,0))","v":554.5}]
["Edelstahl","TCKUV2A","TCKUV2A315250","T-Stück          TCKU V2A   315.250","Edelstahl W.Nr. 1.4301",60,604.65,{"$f":"G8219*(1-VLOOKUP(F8219,Konditionen!$B:$G,6,0))","v":604.65}]
["Edelstahl","TCKUV2A","TCKUV2A355100","T-Stück          TCKU V2A   355.100","Edelstahl W.Nr. 1.4301",60,660.9,{"$f":"G8223*(1-VLOOKUP(F8223,Konditionen!$B:$G,6,0))","v":660.9}]
["Edelstahl","TCKUV2A","TCKUV2A400150","T-Stück         TCKU V2A   400.150","Edelstahl W.Nr. 1.4301",60,784.75,{"$f":"G8241*(1-VLOOKUP(F8241,Konditionen!$B:$G,6,0))","v":784.75}]
["Edelstahl","TCKUV2A","TCKUV2A400250","T-Stück         TCKU V2A   400.250","Edelstahl W.Nr. 1.4301",60,784.75,{"$f":"G8246*(1-VLOOKUP(F8246,Konditionen!$B:$G,6,0))","v":784.75}]
["Edelstahl","TCKUV2A","TCKUV2A500180","T-Stück         TCKU V2A   500.180","Edelstahl W.Nr. 1.4301",60,1088,{"$f":"G8267*(1-VLOOKUP(F8267,Konditionen!$B:$G,6,0))","v":1088}]
["Edelstahl","TCKUV2A","TCKUV2A500250","T-Stück         TCKU V2A   500.250","Edelstahl W.Nr. 1.4301",60,1088,{"$f":"G8270*(1-VLOOKUP(F8270,Konditionen!$B:$G,6,0))","v":1088}]
["Edelstahl","TCKUV2A","TCKUV2A600200","T-Stück         TCKU V2A   600.200","Edelstahl W.Nr. 1.4301",60,1571,{"$f":"G8291*(1-VLOOKUP(F8291,Konditionen!$B:$G,6,0))","v":1571}]
["Edelstahl","TCKUV2A","TCKUV2A600315","T-Stück         TCKU V2A   600.315","Edelstahl W.Nr. 1.4301",60,1571,{"$f":"G8296*(1-VLOOKUP(F8296,Konditionen!$B:$G,6,0))","v":1571}]
["Edelstahl","TCKUV2A","TCKUV2A630600","T-Stück         TCKU V2A   630.600","Edelstahl W.Nr. 1.4301",60,1786,{"$f":"G8314*(1-VLOOKUP(F8314,Konditionen!$B:$G,6,0))","v":1786}]
["Edelstahl","TCKUV2A","TCKUV2A800280","T-Stück         TCKU V2A   800.280","Edelstahl W.Nr. 1.4301",60,2829,{"$f":"G8331*(1-VLOOKUP(F8331,Konditionen!$B:$G,6,0))","v":2829}]
["Edelstahl","TCKUV2A","TCKUV2A800355","T-Stück         TCKU V2A   800.355","Edelstahl W.Nr. 1.4301",60,2829,{"$f":"G8334*(1-VLOOKUP(F8334,Konditionen!$B:$G,6,0))","v":2829}]
["Edelstahl","TCKUV2A","TCKUV2A900355","T-Stück         TCKU V2A   900.355","Edelstahl W.Nr. 1.4301",60,3852,{"$f":"G8347*(1-VLOOKUP(F8347,Konditionen!$B:$G,6,0))","v":3852}]
["Edelstahl","TCUV2A","TCUV2A140150","T-Stück         TCU V2A    140.150","Edelstahl W.NR. 1.4301",60,309.2,{"$f":"G8360*(1-VLOOKUP(F8360,Konditionen!$B:$G,6,0))","v":309.2}]
["Edelstahl","TVUV2A","TVU45V2A112100","T-Stück        TVU45 V2A   112.100","Edelstahl W.NR. 1.4301",60,262.8,{"$f":"G8382*(1-VLOOKUP(F8382,Konditionen!$B:$G,6,0))","v":262.8}]
["Edelstahl","TVUV2A","TVU45V2A150112","T-Stück        TVU45 V2A   150.112","Edelstahl W.NR. 1.4301",60,327.2,{"$f":"G8395*(1-VLOOKUP(F8395,Konditionen!$B:$G,6,0))","v":327.2}]
["Edelstahl","TVUV2A","TVU45V2A150150","T-Stück        TVU45 V2A   150.150","Edelstahl W.NR. 1.4301",60,327.2,{"$f":"G8398*(1-VLOOKUP(F8398,Konditionen!$B:$G,6,0))","v":327.2}]
["Edelstahl","TVUV2A","TVU45V2A200100","T-Stück        TVU45 V2A   200.100","Edelstahl W.NR. 1.4301",60,393.9,{"$f":"G8415*(1-VLOOKUP(F8415,Konditionen!$B:$G,6,0))","v":393.9}]
["Edelstahl","TVUV2A","TVU45V2A224100","T-Stück        TVU45 V2A   224.100","Edelstahl W.NR. 1.4301",60,514.85,{"$f":"G8424*(1-VLOOKUP(F8424,Konditionen!$B:$G,6,0))","v":514.85}]
["Edelstahl","TVUV2A","TVU45V2A250150","T-Stück        TVU45 V2A   250.150","Edelstahl W.NR. 1.4301",60,514.85,{"$f":"G8438*(1-VLOOKUP(F8438,Konditionen!$B:$G,6,0))","v":514.85}]
["Edelstahl","TVUV2A","TVU45V2A280112","T-Stück        TVU45 V2A   280.112","Edelstahl W.NR. 1.4301",60,693.95,{"$f":"G8446*(1-VLOOKUP(F8446,Konditionen!$B:$G,6,0))","v":693.95}]
["Edelstahl","TVUV2A","TVU45V2A300250","T-Stück        TVU45 V2A   300.250","Edelstahl W.NR. 1.4301",60,693.95,{"$f":"G8466*(1-VLOOKUP(F8466,Konditionen!$B:$G,6,0))","v":693.95}]
["Edelstahl","TVUV2A","TVU45V2A355112","T-Stück        TVU45 V2A   355.112","Edelstahl W.NR. 1.4301",60,835.65,{"$f":"G8483*(1-VLOOKUP(F8483,Konditionen!$B:$G,6,0))","v":835.65}]
["Edelstahl","TVUV2A","TVU45V2A355180","T-Stück        TVU45 V2A   355.180","Edelstahl W.NR. 1.4301",60,835.65,{"$f":"G8488*(1-VLOOKUP(F8488,Konditionen!$B:$G,6,0))","v":835.65}]
["Edelstahl","TVUV2A","TVU45V2A400280","T-Stück        TVU45 V2A   400.280","Edelstahl W.NR. 1.4301",60,989.45,{"$f":"G8506*(1-VLOOKUP(F8506,Konditionen!$B:$G,6,0))","v":989.45}]
["Edelstahl","TVUV2A","TVU45V2A400400","T-Stück        TVU45 V2A   400.400","Edelstahl W.NR. 1.4301",60,989.45,{"$f":"G8510*(1-VLOOKUP(F8510,Konditionen!$B:$G,6,0))","v":989.45}]
["Edelstahl","TVUV2A","TVU45V2A500100","T-Stück        TVU45 V2A   500.100","Edelstahl W.NR. 1.4301",60,1370,{"$f":"G8525*(1-VLOOKUP(F8525,Konditionen!$B:$G,6,0))","v":1370}]
["Edelstahl","TVUV2A","TVU45V2A560315","T-Stück        TVU45 V2A   560.315","Edelstahl W.NR. 1.4301",60,1662,{"$f":"G8545*(1-VLOOKUP(F8545,Konditionen!$B:$G,6,0))","v":1662}]
["Edelstahl","TVUV2A","TVU45V2A600224","T-Stück        TVU45 V2A   600.224","Edelstahl W.NR. 1.4301",60,1950,{"$f":"G8552*(1-VLOOKUP(F8552,Konditionen!$B:$G,6,0))","v":1950}]
["Edelstahl","TVUV2A","TVU45V2A600600","T-Stück        TVU45 V2A   600.600","Edelstahl W.NR. 1.4301",60,1950,{"$f":"G8562*(1-VLOOKUP(F8562,Konditionen!$B:$G,6,0))","v":1950}]
["Edelstahl","TVUV2A","TVU45V2A630600","T-Stück        TVU45 V2A   630.600","Edelstahl W.NR. 1.4301",60,2203,{"$f":"G8574*(1-VLOOKUP(F8574,Konditionen!$B:$G,6,0))","v":2203}]
["Edelstahl","TVUV2A","TVU45V2A800315","T-Stück        TVU45 V2A   800.315","Edelstahl W.NR. 1.4301",60,3501,{"$f":"G8593*(1-VLOOKUP(F8593,Konditionen!$B:$G,6,0))","v":3501}]
["Edelstahl","TVUV2A","TVU45V2A900450","T-Stück        TVU45 V2A   900.450","Edelstahl W.NR. 1.4301",60,4716,{"$f":"G8609*(1-VLOOKUP(F8609,Konditionen!$B:$G,6,0))","v":4716}]
["Edelstahl","TVUV2A","TVU45V2A900900","T-Stück        TVU45 V2A   900.900","Edelstahl W.NR. 1.4301",60,4716,{"$f":"G8616*(1-VLOOKUP(F8616,Konditionen!$B:$G,6,0))","v":4716}]
["Lindab Isol","SRI","SRI25450","Lindabrohr Isol  SRI 25   450.1000","25mm Isolierung",65,545.5,{"$f":"G8626*(1-VLOOKUP(F8626,Konditionen!$B:$G,6,0))","v":545.5}]
["Lindab Isol","BUI","BUI2510030","Bogen isoliert   BUI 25   100.30","25mm Isolierung",65,148.19999999999999,{"$f":"G8638*(1-VLOOKUP(F8638,Konditionen!$B:$G,6,0))","v":148.19999999999999}]
["Lindab Isol","BUI","BUI2520090","Bogen isoliert   BUI 25   200.90","25mm Isolierung",65,354.5,{"$f":"G8649*(1-VLOOKUP(F8649,Konditionen!$B:$G,6,0))","v":354.5}]
["Lindab Isol","BUI","BUI2540045","Bogen isoliert   BFUI 25   400.45","25mm Isolierung",65,494.15,{"$f":"G8660*(1-VLOOKUP(F8660,Konditionen!$B:$G,6,0))","v":494.15}]
["Lindab Isol","BUI","BUI5025030","Bogen isoliert   BFUI 50   250.30","50mm Isolierung",65,434.95,{"$f":"G8680*(1-VLOOKUP(F8680,Konditionen!$B:$G,6,0))","v":434.95}]
["Lindab Isol","BUI","BUI5045090","Bogen isoliert   BFUI 50   450.90","50mm Isolierung",65,978.2,{"$f":"G8694*(1-VLOOKUP(F8694,Konditionen!$B:$G,6,0))","v":978.2}]
["Lindab Isol","DSUI","DSUI25250","Drosselklappe    DSUI 25 Isol  250","25mm Isolierung",65,222.1,{"$f":"G8702*(1-VLOOKUP(F8702,Konditionen!$B:$G,6,0))","v":222.1}]
["Lindab Isol","DSUI","DSUI50500","Drosselklappe    DSUI 50 Isol  500","50mm Isolierung",65,520.35,{"$f":"G8717*(1-VLOOKUP(F8717,Konditionen!$B:$G,6,0))","v":520.35}]
["Lindab Isol","EPFI","EPFI50100","Enddeckel Isol   EPFI 50       100","50mm Isolierung",65,71.7,{"$f":"G8728*(1-VLOOKUP(F8728,Konditionen!$B:$G,6,0))","v":71.7}]
["Lindab Isol","ESUI","ESUI25150","Enddeckel Isol   ESUI 25       150","25mm Isolierung",65,68.150000000000006,{"$f":"G8740*(1-VLOOKUP(F8740,Konditionen!$B:$G,6,0))","v":68.150000000000006}]
["Lindab Isol","ESUI","ESUI50150","Enddeckel Isol   ESUI 50       150","50mm Isolierung",65,83.2,{"$f":"G8750*(1-VLOOKUP(F8750,Konditionen!$B:$G,6,0))","v":83.2}]
["Lindab Isol","MFI","MFI25450","Muffe isoliert   MFI 25        450","25mm Isolierung",65,152.19999999999999,{"$f":"G8766*(1-VLOOKUP(F8766,Konditionen!$B:$G,6,0))","v":152.19999999999999}]
["Lindab Isol","NPUI","NPUI25400","Nippel isoliert  NPUI 25       400","25mm Isolierung",65,125.25,{"$f":"G8785*(1-VLOOKUP(F8785,Konditionen!$B:$G,6,0))","v":125.25}]
["Lindab Isol","NPUI","NPUI50250","Nippel isoliert  NPUI 50       250","50mm Isolierung",65,101.5,{"$f":"G8792*(1-VLOOKUP(F8792,Konditionen!$B:$G,6,0))","v":101.5}]
["Lindab Isol","RCLFUI","RCLFUI25300100","Reduzierung Isol RCFLUI 25 300.100","25mm Isolierung",65,342.9,{"$f":"G8808*(1-VLOOKUP(F8808,Konditionen!$B:$G,6,0))","v":342.9}]
["Lindab Isol","RCLFUI","RCLFUI25355125","Reduzierung Isol RCFLUI 25 355.125","25mm Isolierung",65,428.7,{"$f":"G8814*(1-VLOOKUP(F8814,Konditionen!$B:$G,6,0))","v":428.7}]
["Lindab Isol","RCLFUI","RCLFUI25450250","Reduzierung Isol RCFLUI 25 450.250","25mm Isolierung",65,581.20000000000005,{"$f":"G8830*(1-VLOOKUP(F8830,Konditionen!$B:$G,6,0))","v":581.20000000000005}]
["Lindab Isol","RCLFUI","RCLFUI25500400","Reduzierung Isol RCFLUI 25 500.400","25mm Isolierung",65,628.9,{"$f":"G8841*(1-VLOOKUP(F8841,Konditionen!$B:$G,6,0))","v":628.9}]
["Lindab Isol","RCLFUI","RCLFUI50300200","Reduzierung Isol RCFLUI 50 300.200","50mm Isolierung",65,390.05,{"$f":"G8856*(1-VLOOKUP(F8856,Konditionen!$B:$G,6,0))","v":390.05}]
["Lindab Isol","RCLFUI","RCLFUI50400100","Reduzierung Isol RCFLUI 50 400.100","50mm Isolierung",65,571.54999999999995,{"$f":"G8864*(1-VLOOKUP(F8864,Konditionen!$B:$G,6,0))","v":571.54999999999995}]
["Lindab Isol","RCLFUI","RCLFUI50450400","Reduzierung Isol RCFLUI 50 450.400","50mm Isolierung",65,571.54999999999995,{"$f":"G8878*(1-VLOOKUP(F8878,Konditionen!$B:$G,6,0))","v":571.54999999999995}]
["Lindab Isol","RCLUI","RCLUI25300100","Reduzierung isol RCLUI 25  300.100","25mm Isolierung",65,342.9,{"$f":"G8898*(1-VLOOKUP(F8898,Konditionen!$B:$G,6,0))","v":342.9}]
["Lindab Isol","RCLUI","RCLUI25400100","Reduzierung isol RCLUI 25  400.100","25mm Isolierung",65,546.4,{"$f":"G8909*(1-VLOOKUP(F8909,Konditionen!$B:$G,6,0))","v":546.4}]
["Lindab Isol","RCLUI","RCLUI25450250","Reduzierung isol RCLUI 25  450.250","25mm Isolierung",65,581.20000000000005,{"$f":"G8920*(1-VLOOKUP(F8920,Konditionen!$B:$G,6,0))","v":581.20000000000005}]
["Lindab Isol","RCLUI","RCLUI25500450","Reduzierung isol RCLUI 25  500.450","25mm Isolierung",65,611.15,{"$f":"G8932*(1-VLOOKUP(F8932,Konditionen!$B:$G,6,0))","v":611.15}]
["Lindab Isol","RCLUI","RCLUI50250200","Reduzierung isol RCLUI 50  250.200","50mm Isolierung",65,305.75,{"$f":"G8942*(1-VLOOKUP(F8942,Konditionen!$B:$G,6,0))","v":305.75}]
["Lindab Isol","RCLUI","RCLUI50355200","Reduzierung isol RCLUI 50  355.200","50mm Isolierung",65,436.75,{"$f":"G8951*(1-VLOOKUP(F8951,Konditionen!$B:$G,6,0))","v":436.75}]
["Lindab Isol","RCLUI","RCLUI50450200","Reduzierung isol RCLUI 50  450.200","50mm Isolierung",65,608.9,{"$f":"G8964*(1-VLOOKUP(F8964,Konditionen!$B:$G,6,0))","v":608.9}]
["Lindab Isol","TCUI","TCUI25125200","T-Stück isoliert  TCUI  25 125.200","25MM Isolierung",65,396.4,{"$f":"G8984*(1-VLOOKUP(F8984,Konditionen!$B:$G,6,0))","v":396.4}]
["Lindab Isol","TCUI","TCUI25250100","T-Stück isoliert  TCPUI 25 250.100","25MM Isolierung",65,392.35,{"$f":"G8996*(1-VLOOKUP(F8996,Konditionen!$B:$G,6,0))","v":392.35}]
["Lindab Isol","TCUI","TCUI25300200","T-Stück isoliert  TCPUI 25 300.200","25MM Isolierung",65,576.5,{"$f":"G9006*(1-VLOOKUP(F9006,Konditionen!$B:$G,6,0))","v":576.5}]
["Lindab Isol","TCUI","TCUI25355450","T-Stück isoliert  TCUI  25 355.450","25MM Isolierung",65,1065,{"$f":"G9019*(1-VLOOKUP(F9019,Konditionen!$B:$G,6,0))","v":1065}]
["Lindab Isol","TCUI","TCUI25400450","T-Stück isoliert  TCUI  25 400.450","25MM Isolierung",65,1113,{"$f":"G9028*(1-VLOOKUP(F9028,Konditionen!$B:$G,6,0))","v":1113}]
["Lindab Isol","TCUI","TCUI25500450","T-Stück isoliert  TCUI  25 500.450","25MM Isolierung",65,1255,{"$f":"G9048*(1-VLOOKUP(F9048,Konditionen!$B:$G,6,0))","v":1255}]
["Lindab Isol","TCUI","TCUI50100150","T-Stück isoliert  TCUI  50 100.150","50MM Isolierung",65,379.4,{"$f":"G9052*(1-VLOOKUP(F9052,Konditionen!$B:$G,6,0))","v":379.4}]
["Lindab Isol","TCUI","TCUI50250150","T-Stück isoliert  TCPUI 50 250.150","50MM Isolierung",65,592.29999999999995,{"$f":"G9070*(1-VLOOKUP(F9070,Konditionen!$B:$G,6,0))","v":592.29999999999995}]
["Lindab Isol","TCUI","TCUI50355250","T-Stück isoliert  TCPUI 50 355.250","50MM Isolierung",65,782.4,{"$f":"G9087*(1-VLOOKUP(F9087,Konditionen!$B:$G,6,0))","v":782.4}]
["Lindab Isol","TCUI","TCUI50400100","T-Stück isoliert  TCPUI 50 400.100","50MM Isolierung",65,708.25,{"$f":"G9092*(1-VLOOKUP(F9092,Konditionen!$B:$G,6,0))","v":708.25}]
["Lindab Isol","TCUI","TCUI50500100","T-Stück isoliert  TCPUI 50 500.100","50MM Isolierung",65,922.85,{"$f":"G9112*(1-VLOOKUP(F9112,Konditionen!$B:$G,6,0))","v":922.85}]
["Lindab Isol","TCUI","TCUI50500450","T-Stück isoliert  TCUI  50 500.450","50MM Isolierung",65,1404,{"$f":"G9120*(1-VLOOKUP(F9120,Konditionen!$B:$G,6,0))","v":1404}]
["Lindab Comfort Luftauslässe","AIRYFP","AIRYFP100V2AROU","AIRY Frontplatte 100 - V2A","kreisrund - ROUN",70,31.95,{"$f":"G9134*(1-VLOOKUP(F9134,Konditionen!$B:$G,6,0))","v":31.95}]
["Lindab Comfort Luftauslässe","AIRYFP","AIRYFP1009010REC","AIRY Frontplatte 100    RAL 9010","rechteckig - RECT",70,19.95,{"$f":"G9143*(1-VLOOKUP(F9143,Konditionen!$B:$G,6,0))","v":19.95}]
["Lindab Comfort Luftauslässe","AIRYFP","AIRYFP1259010SQU","AIRY Frontplatte 125    RAL 9010","quadratisch - SQUA",70,22.25,{"$f":"G9160*(1-VLOOKUP(F9160,Konditionen!$B:$G,6,0))","v":22.25}]
["Lindab Comfort Luftauslässe","CBAL","CBAL1200","Niedrigimpulsauslass      CBAL-1200","halbrunde Ausführung  Deckenmontage",70,2109,{"$f":"G9176*(1-VLOOKUP(F9176,Konditionen!$B:$G,6,0))","v":2109}]
["Lindab Comfort Luftauslässe","CBAZ2","CBAZ21607","Sockel              CBAZ-2-1607","Höhe 80 mm",70,155.15,{"$f":"G9188*(1-VLOOKUP(F9188,Konditionen!$B:$G,6,0))","v":155.15}]
["Lindab Comfort Luftauslässe","CBAZ3","CBAZ33115","Konsolen zur Wandmon.,  CBAZ-3-3115","Zubehör für CBA",70,66.400000000000006,{"$f":"G9198*(1-VLOOKUP(F9198,Konditionen!$B:$G,6,0))","v":66.400000000000006}]
["Lindab Comfort Luftauslässe","CCAZ2","CCAZ22510","Sockel              CCAZ-2-2510","Höhe 80 mm",70,273.5,{"$f":"G9211*(1-VLOOKUP(F9211,Konditionen!$B:$G,6,0))","v":273.5}]
["Lindab Comfort Luftauslässe","CCP1","CCP1100","Niedrigimpulsauslaß       CCP-1-100","rund für Stufeneinbau, RAL 9010",70,178.3,{"$f":"G9224*(1-VLOOKUP(F9224,Konditionen!$B:$G,6,0))","v":178.3}]
["Lindab Comfort Luftauslässe","CEA","CEA3115","Verdrängungsauslaß     CEA-3115","rechteckig",70,2189,{"$f":"G9234*(1-VLOOKUP(F9234,Konditionen!$B:$G,6,0))","v":2189}]
["Lindab Comfort Luftauslässe","CHAZ2","CHAZ24020","Sockel              CHAZ-2-4020","Höhe 80 mm",70,407.35,{"$f":"G9246*(1-VLOOKUP(F9246,Konditionen!$B:$G,6,0))","v":407.35}]
["Lindab Comfort Luftauslässe","CHA","CHA4020","Verdrängungsauslaß     CHA-4020","halbrunde Ausführung",70,3055,{"$f":"G9262*(1-VLOOKUP(F9262,Konditionen!$B:$G,6,0))","v":3055}]
["Lindab Comfort Luftauslässe","CKAZ2","CKAZ23110","Sockel              CKAZ-2-3110","Höhe 80 mm",70,193.85,{"$f":"G9267*(1-VLOOKUP(F9267,Konditionen!$B:$G,6,0))","v":193.85}]
["Lindab Comfort Luftauslässe","CQAZ3","CQAZ31207","Konsolen zur Wandmon.,  CQAZ-3-1207","Zubehör für CQA",70,79.5,{"$f":"G9288*(1-VLOOKUP(F9288,Konditionen!$B:$G,6,0))","v":79.5}]
["Lindab Comfort Luftauslässe","CQAZ3","CQAZ32010","Konsolen zur Wandmon.,  CQAZ-3-2010","Zubehör für CQA",70,80.25,{"$f":"G9290*(1-VLOOKUP(F9290,Konditionen!$B:$G,6,0))","v":80.25}]
["Lindab Comfort Luftauslässe","CRAZ1","CRAZ180201500","Wandkanal          CRAZ-1-8020-____","Höhe 1001 bis 1500mm, DN400",70,853.3,{"$f":"G9310*(1-VLOOKUP(F9310,Konditionen!$B:$G,6,0))","v":853.3}]
["Lindab Comfort Luftauslässe","CRA","CRA5010","Verdrängungsauslaß     CRA-5010","Rechteckig",70,992.65,{"$f":"G9317*(1-VLOOKUP(F9317,Konditionen!$B:$G,6,0))","v":992.65}]
["Lindab Comfort Luftauslässe","CVAZ1","CVAZ160051500","Wandkanal          CVAZ-1-6005-____","Höhe 1001 bis 1500mm, DN200mm",70,336.25,{"$f":"G9335*(1-VLOOKUP(F9335,Konditionen!$B:$G,6,0))","v":336.25}]
["Lindab Comfort Luftauslässe","DCS","DCS250A","Durchlass f. Sichtmontage DCS-250-A","verst. Düsen, Zuluft, Mess-Drossel",70,1039,{"$f":"G9352*(1-VLOOKUP(F9352,Konditionen!$B:$G,6,0))","v":1039}]
["Lindab Comfort Luftauslässe","DR24S","DR24S500300","Wandauslaß           DR24-S-500x300","mit einstell. Lamellen     RAL 9010",70,210.75,{"$f":"G9358*(1-VLOOKUP(F9358,Konditionen!$B:$G,6,0))","v":210.75}]
["Lindab Comfort Luftauslässe","HLD","HLD0400","Verdrängungsauslass       HLD-0-400","für Wand- und abgehängte Montage",70,1303,{"$f":"G9374*(1-VLOOKUP(F9374,Konditionen!$B:$G,6,0))","v":1303}]
["Lindab Comfort Luftauslässe","HLD","HLD1630","Verdrängungsauslass       HLD-1-630","für Wand- und abgehängte Montage",70,2532,{"$f":"G9381*(1-VLOOKUP(F9381,Konditionen!$B:$G,6,0))","v":2532}]
["Lindab Comfort Luftauslässe","HLD","HLD3630","Verdrängungsauslass       HLD-3-630","für Wand- und abgehängte Montage",70,2532,{"$f":"G9391*(1-VLOOKUP(F9391,Konditionen!$B:$G,6,0))","v":2532}]
["Lindab Comfort Luftauslässe","LAD0","LAD0200","Zuluftdüse-Aluminium      LAD-0-200","Oberfläche unbehandelt",70,136.9,{"$f":"G9403*(1-VLOOKUP(F9403,Konditionen!$B:$G,6,0))","v":136.9}]
["Lindab Comfort Luftauslässe","PCS2","PCS2160A","Durchlass f. Sichtmontage PCS-160-A","mit Mess-/Drosseleinheit",70,623.75,{"$f":"G9422*(1-VLOOKUP(F9422,Konditionen!$B:$G,6,0))","v":623.75}]
["Lindab Comfort Luftauslässe","RCWB","RCWB00400A","Dralldurchlass       RCWB-0-0-400-A","Verstellung manuell, unlackiert",70,1260,{"$f":"G9438*(1-VLOOKUP(F9438,Konditionen!$B:$G,6,0))","v":1260}]
["Lindab Comfort Luftauslässe","RCWB","RCWB01630A","Dralldurchlass       RCWB-0-1-630-A","Verstellung manuell, RAL9010",70,2268,{"$f":"G9445*(1-VLOOKUP(F9445,Konditionen!$B:$G,6,0))","v":2268}]
["Lindab Comfort Luftauslässe","RCWB","RCWB21315A","Dralldurchlass       RCWB-2-1-315-A","Verstellung motorisch on/off",70,1861,{"$f":"G9460*(1-VLOOKUP(F9460,Konditionen!$B:$G,6,0))","v":1861}]
["Lindab Comfort Luftauslässe","RCWB","RCWB30500A","Dralldurchlass       RCWB-3-0-500-A","Verstellung mit Thermoelement",70,2161,{"$f":"G9467*(1-VLOOKUP(F9467,Konditionen!$B:$G,6,0))","v":2161}]
["Lindab Comfort Luftauslässe","RCW","RCW3400A","Dralldurchlass          RCW-3-400-A","Verstellung mit Thermoelement",70,1322,{"$f":"G9490*(1-VLOOKUP(F9490,Konditionen!$B:$G,6,0))","v":1322}]
["Lindab Comfort Luftauslässe","ULV","ULV20","Außenluftventil             ULV-2-0","Abmessung 540X440mm",70,253.8,{"$f":"G9502*(1-VLOOKUP(F9502,Konditionen!$B:$G,6,0))","v":253.8}]
["Lindab Comfort Luftauslässe","VRU","VRU-400-MF","VVS-Regler               VRU-400-MF","Min. 0cbm/h - Max. 3165cbm/h",70,1330,{"$f":"G9513*(1-VLOOKUP(F9513,Konditionen!$B:$G,6,0))","v":1330}]
["Lindab Comfort Luftauslässe","WB","WB1500200","Anschlusskasten   WB-1  500 x 200mm","Anschluss hinten DN160mm",70,184.7,{"$f":"G9524*(1-VLOOKUP(F9524,Konditionen!$B:$G,6,0))","v":184.7}]
["Lindab Comfort Luftauslässe","VBX","VBX1200100","Anschlusskasten     VBX-1-200x100mm","Anschluss rückseitig, DN 125mm",70,128.4,{"$f":"G9531*(1-VLOOKUP(F9531,Konditionen!$B:$G,6,0))","v":128.4}]
["Lindab Comfort Luftauslässe","VBX","VBX2300150","Anschlusskasten     VBX-2-300x150mm","Anschluss seitlich, DN 200mm",70,184.95,{"$f":"G9546*(1-VLOOKUP(F9546,Konditionen!$B:$G,6,0))","v":184.95}]
["Lindab Comfort Luftauslässe","VBX","VBX4600100","Anschlusskasten     VBX-4-600x100mm","Anschluss oberseitig, DN 250mm",70,279.8,{"$f":"G9566*(1-VLOOKUP(F9566,Konditionen!$B:$G,6,0))","v":279.8}]
["Lindab Comfort Luftauslässe","VBX","VBX4600300","Anschlusskasten     VBX-4-600x300mm","Anschluss oberseitig, DN 400mm",70,415.9,{"$f":"G9569*(1-VLOOKUP(F9569,Konditionen!$B:$G,6,0))","v":415.9}]
["Lindab Comfort Luftauslässe","FTMU","FTMU200BT","Ultralink Monitor FTMU 200-BT","verzinkt, mit Bluetooth Verbindung",70,775.4,{"$f":"G9579*(1-VLOOKUP(F9579,Konditionen!$B:$G,6,0))","v":775.4}]
["Lindab Comfort Luftauslässe","LTD25","LTD251350S0D0","Schlitzdurchlass LTD-25-1-350-S0-D0","Profil Alu elox., Lamellen RAL9005",70,96.05,{"$f":"G9595*(1-VLOOKUP(F9595,Konditionen!$B:$G,6,0))","v":96.05}]
["Lindab Comfort Luftauslässe","LTD25","LTD2511300S0D0","Schlitzdurchl.  LTD-25-1-1300-S0-D0","Profil Alu elox., Lamellen RAL9005",70,135.15,{"$f":"G9614*(1-VLOOKUP(F9614,Konditionen!$B:$G,6,0))","v":135.15}]
["Lindab Comfort Luftauslässe","LTD25","LTD2511450S0D0","Schlitzdurchl.  LTD-25-1-1450-S0-D0","Profil Alu elox., Lamellen RAL9005",70,139.75,{"$f":"G9617*(1-VLOOKUP(F9617,Konditionen!$B:$G,6,0))","v":139.75}]
["Lindab Comfort Luftauslässe","LTD25","LTD252700S0D0","Schlitzdurchlass LTD-25-2-700-S0-D0","Profil Alu elox., Lamellen RAL9005",70,131.35,{"$f":"G9637*(1-VLOOKUP(F9637,Konditionen!$B:$G,6,0))","v":131.35}]
["Lindab Comfort Luftauslässe","LTD25","LTD2521000S0D0","Schlitzdurchl.  LTD-25-2-1000-S0-D0","Profil Alu elox., Lamellen RAL9005",70,153.25,{"$f":"G9643*(1-VLOOKUP(F9643,Konditionen!$B:$G,6,0))","v":153.25}]
["Lindab Comfort Luftauslässe","LTD25","LTD2521800S0D0","Schlitzdurchl.  LTD-25-2-1800-S0-D0","Profil Alu elox., Lamellen RAL9005",70,224.5,{"$f":"G9659*(1-VLOOKUP(F9659,Konditionen!$B:$G,6,0))","v":224.5}]
["Lindab Comfort Luftauslässe","LTD25","LTD253600S0D0","Schlitzdurchlass LTD-25-3-600-S0-D0","Profil Alu elox., Lamellen RAL9005",70,149.6,{"$f":"G9670*(1-VLOOKUP(F9670,Konditionen!$B:$G,6,0))","v":149.6}]
["Lindab Comfort Luftauslässe","LTD25","LTD2531350S0D0","Schlitzdurchl.  LTD-25-3-1350-S0-D0","Profil Alu elox., Lamellen RAL9005",70,217.95,{"$f":"G9685*(1-VLOOKUP(F9685,Konditionen!$B:$G,6,0))","v":217.95}]
["Lindab Comfort Luftauslässe","LTD25","LTD2531750S0D0","Schlitzdurchl.  LTD-25-3-1750-S0-D0","Profil Alu elox., Lamellen RAL9005",70,273.8,{"$f":"G9693*(1-VLOOKUP(F9693,Konditionen!$B:$G,6,0))","v":273.8}]
["Lindab Comfort Luftauslässe","LTD25","LTD254700S0D0","Schlitzdurchlass LTD-25-4-700-S0-D0","Profil Alu elox., Lamellen RAL9005",70,188.15,{"$f":"G9707*(1-VLOOKUP(F9707,Konditionen!$B:$G,6,0))","v":188.15}]
["Lindab Comfort Luftauslässe","LTD25","LTD2541750S0D0","Schlitzdurchl.  LTD-25-4-1750-S0-D0","Profil Alu elox., Lamellen RAL9005",70,330.65,{"$f":"G9728*(1-VLOOKUP(F9728,Konditionen!$B:$G,6,0))","v":330.65}]
["Lindab Comfort Luftauslässe","LTD25","LTD255700S0D0","Schlitzdurchlass LTD-25-5-700-S0-D0","Profil Alu elox., Lamellen RAL9005",70,215.2,{"$f":"G9742*(1-VLOOKUP(F9742,Konditionen!$B:$G,6,0))","v":215.2}]
["Lindab Comfort Luftauslässe","LTD25","LTD2551050S0D0","Schlitzdurchl.  LTD-25-5-1050-S0-D0","Profil Alu elox., Lamellen RAL9005",70,268.64999999999998,{"$f":"G9749*(1-VLOOKUP(F9749,Konditionen!$B:$G,6,0))","v":268.64999999999998}]
["Lindab Comfort Luftauslässe","LTD25","LTD2551650S0D0","Schlitzdurchl.  LTD-25-5-1650-S0-D0","Profil Alu elox., Lamellen RAL9005",70,370.6,{"$f":"G9761*(1-VLOOKUP(F9761,Konditionen!$B:$G,6,0))","v":370.6}]
["Lindab Comfort Luftauslässe","LTD25","LTD256400S0D0","Schlitzdurchlass LTD-25-6-400-S0-D0","Profil Alu elox., Lamellen RAL9005",70,196.95,{"$f":"G9771*(1-VLOOKUP(F9771,Konditionen!$B:$G,6,0))","v":196.95}]
["Lindab Comfort Luftauslässe","LTD25","LTD2561050S0D0","Schlitzdurchl.  LTD-25-6-1050-S0-D0","Profil Alu elox., Lamellen RAL9005",70,304.5,{"$f":"G9784*(1-VLOOKUP(F9784,Konditionen!$B:$G,6,0))","v":304.5}]
["Lindab Comfort Luftauslässe","LTD25","LTD2561500S0D0","Schlitzdurchl.  LTD-25-6-1500-S0-D0","Profil Alu elox., Lamellen RAL9005",70,372.1,{"$f":"G9793*(1-VLOOKUP(F9793,Konditionen!$B:$G,6,0))","v":372.1}]
["Lindab Comfort Luftauslässe","LTD25","LTD251750S1D0","Schlitzdurchlass LTD-25-1-750-S1-D0","Profil RAL9010, Lamellen RAL9005",70,110,{"$f":"G9813*(1-VLOOKUP(F9813,Konditionen!$B:$G,6,0))","v":110}]
["Lindab Comfort Luftauslässe","LTD25","LTD2511550S1D0","Schlitzdurchl.  LTD-25-1-1550-S1-D0","Profil RAL9010, Lamellen RAL9005",70,161.1,{"$f":"G9829*(1-VLOOKUP(F9829,Konditionen!$B:$G,6,0))","v":161.1}]
["Lindab Comfort Luftauslässe","LTD25","LTD2511850S1D0","Schlitzdurchl.  LTD-25-1-1850-S1-D0","Profil RAL9010, Lamellen RAL9005",70,172.75,{"$f":"G9835*(1-VLOOKUP(F9835,Konditionen!$B:$G,6,0))","v":172.75}]
["Lindab Comfort Luftauslässe","LTD25","LTD252750S1D0","Schlitzdurchlass LTD-25-2-750-S1-D0","Profil RAL9010, Lamellen RAL9005",70,133.65,{"$f":"G9848*(1-VLOOKUP(F9848,Konditionen!$B:$G,6,0))","v":133.65}]
["Lindab Comfort Luftauslässe","LTD25","LTD2521200S1D0","Schlitzdurchl.  LTD-25-2-1200-S1-D0","Profil RAL9010, Lamellen RAL9005",70,166.25,{"$f":"G9857*(1-VLOOKUP(F9857,Konditionen!$B:$G,6,0))","v":166.25}]
["Lindab Comfort Luftauslässe","LTD25","LTD253450S1D0","Schlitzdurchlass LTD-25-3-450-S1-D0","Profil RAL9010, Lamellen RAL9005",70,136.5,{"$f":"G9877*(1-VLOOKUP(F9877,Konditionen!$B:$G,6,0))","v":136.5}]
["Lindab Comfort Luftauslässe","LTD25","LTD253850S1D0","Schlitzdurchlass LTD-25-3-850-S1-D0","Profil RAL9010, Lamellen RAL9005",70,175.2,{"$f":"G9885*(1-VLOOKUP(F9885,Konditionen!$B:$G,6,0))","v":175.2}]
["Lindab Comfort Luftauslässe","LTD25","LTD2531550S1D0","Schlitzdurchl.  LTD-25-3-1550-S1-D0","Profil RAL9010, Lamellen RAL9005",70,257,{"$f":"G9899*(1-VLOOKUP(F9899,Konditionen!$B:$G,6,0))","v":257}]
["Lindab Comfort Luftauslässe","LTD25","LTD254650S1D0","Schlitzdurchlass LTD-25-4-650-S1-D0","Profil RAL9010, Lamellen RAL9005",70,183,{"$f":"G9916*(1-VLOOKUP(F9916,Konditionen!$B:$G,6,0))","v":183}]
["Lindab Comfort Luftauslässe","LTD25","LTD254900S1D0","Schlitzdurchlass LTD-25-4-900-S1-D0","Profil RAL9010, Lamellen RAL9005",70,216.5,{"$f":"G9921*(1-VLOOKUP(F9921,Konditionen!$B:$G,6,0))","v":216.5}]
["Lindab Comfort Luftauslässe","LTD25","LTD2541800S1D0","Schlitzdurchl.  LTD-25-4-1800-S1-D0","Profil RAL9010, Lamellen RAL9005",70,335.65,{"$f":"G9939*(1-VLOOKUP(F9939,Konditionen!$B:$G,6,0))","v":335.65}]
["Lindab Comfort Luftauslässe","LTD25","LTD255900S1D0","Schlitzdurchlass LTD-25-5-900-S1-D0","Profil RAL9010, Lamellen RAL9005",70,249.1,{"$f":"G9956*(1-VLOOKUP(F9956,Konditionen!$B:$G,6,0))","v":249.1}]
["Lindab Comfort Luftauslässe","LTD25","LTD2551250S1D0","Schlitzdurchl.  LTD-25-5-1250-S1-D0","Profil RAL9010, Lamellen RAL9005",70,294.3,{"$f":"G9963*(1-VLOOKUP(F9963,Konditionen!$B:$G,6,0))","v":294.3}]
["Lindab Comfort Luftauslässe","LTD25","LTD2551700S1D0","Schlitzdurchl.  LTD-25-5-1700-S1-D0","Profil RAL9010, Lamellen RAL9005",70,377.1,{"$f":"G9972*(1-VLOOKUP(F9972,Konditionen!$B:$G,6,0))","v":377.1}]
["Lindab Comfort Luftauslässe","LTD25","LTD256600S1D0","Schlitzdurchlass LTD-25-6-600-S1-D0","Profil RAL9010, Lamellen RAL9005",70,226.85,{"$f":"G9985*(1-VLOOKUP(F9985,Konditionen!$B:$G,6,0))","v":226.85}]
["Lindab Comfort Luftauslässe","LTD25","LTD2561100S1D0","Schlitzdurchl.  LTD-25-6-1100-S1-D0","Profil RAL9010, Lamellen RAL9005",70,312.55,{"$f":"G9995*(1-VLOOKUP(F9995,Konditionen!$B:$G,6,0))","v":312.55}]
["Lindab Comfort Luftauslässe","LTD25","LTD2561900S1D0","Schlitzdurchl.  LTD-25-6-1900-S1-D0","Profil RAL9010, Lamellen RAL9005",70,459.15,{"$f":"G10011*(1-VLOOKUP(F10011,Konditionen!$B:$G,6,0))","v":459.15}]
["Lindab Comfort Luftauslässe","LTD25","LTD251950S2D0","Schlitzdurchlass LTD-25-1-950-S2-D0","Profil RAL9003, Lamellen RAL9005",70,121.15,{"$f":"G10027*(1-VLOOKUP(F10027,Konditionen!$B:$G,6,0))","v":121.15}]
["Lindab Comfort Luftauslässe","LTD25","LTD2511600S2D0","Schlitzdurchl.  LTD-25-1-1600-S2-D0","Profil RAL9003, Lamellen RAL9005",70,162,{"$f":"G10040*(1-VLOOKUP(F10040,Konditionen!$B:$G,6,0))","v":162}]
["Lindab Comfort Luftauslässe","LTD25","LTD252300S2D0","Schlitzdurchlass LTD-25-2-300-S2-D0","Profil RAL9003, Lamellen RAL9005",70,108.05,{"$f":"G10049*(1-VLOOKUP(F10049,Konditionen!$B:$G,6,0))","v":108.05}]
["Lindab Comfort Luftauslässe","LTD25","LTD2521000S2D0","Schlitzdurchl.  LTD-25-2-1000-S2-D0","Profil RAL9003, Lamellen RAL9005",70,153.25,{"$f":"G10063*(1-VLOOKUP(F10063,Konditionen!$B:$G,6,0))","v":153.25}]
["Lindab Comfort Luftauslässe","LTD25","LTD2521600S2D0","Schlitzdurchl.  LTD-25-2-1600-S2-D0","Profil RAL9003, Lamellen RAL9005",70,211.45,{"$f":"G10075*(1-VLOOKUP(F10075,Konditionen!$B:$G,6,0))","v":211.45}]
["Lindab Comfort Luftauslässe","LTD25","LTD253650S2D0","Schlitzdurchlass LTD-25-3-650-S2-D0","Profil RAL9003, Lamellen RAL9005",70,153.25,{"$f":"G10091*(1-VLOOKUP(F10091,Konditionen!$B:$G,6,0))","v":153.25}]
["Lindab Comfort Luftauslässe","LTD25","LTD253900S2D0","Schlitzdurchlass LTD-25-3-900-S2-D0","Profil RAL9003, Lamellen RAL9005",70,180.25,{"$f":"G10096*(1-VLOOKUP(F10096,Konditionen!$B:$G,6,0))","v":180.25}]
["Lindab Comfort Luftauslässe","LTD25","LTD2531950S2D0","Schlitzdurchl.  LTD-25-3-1950-S2-D0","Profil RAL9003, Lamellen RAL9005",70,290.55,{"$f":"G10117*(1-VLOOKUP(F10117,Konditionen!$B:$G,6,0))","v":290.55}]
["Lindab Comfort Luftauslässe","LTD25","LTD254900S2D0","Schlitzdurchlass LTD-25-4-900-S2-D0","Profil RAL9003, Lamellen RAL9005",70,216.5,{"$f":"G10131*(1-VLOOKUP(F10131,Konditionen!$B:$G,6,0))","v":216.5}]
["Lindab Comfort Luftauslässe","LTD25","LTD2541300S2D0","Schlitzdurchl.  LTD-25-4-1300-S2-D0","Profil RAL9003, Lamellen RAL9005",70,259.3,{"$f":"G10139*(1-VLOOKUP(F10139,Konditionen!$B:$G,6,0))","v":259.3}]
["Lindab Comfort Luftauslässe","LTD25","LTD255300S2D0","Schlitzdurchlass LTD-25-5-300-S2-D0","Profil RAL9003, Lamellen RAL9005",70,163.4,{"$f":"G10154*(1-VLOOKUP(F10154,Konditionen!$B:$G,6,0))","v":163.4}]
["Lindab Comfort Luftauslässe","LTD25","LTD255650S2D0","Schlitzdurchlass LTD-25-5-650-S2-D0","Profil RAL9003, Lamellen RAL9005",70,209.1,{"$f":"G10161*(1-VLOOKUP(F10161,Konditionen!$B:$G,6,0))","v":209.1}]
["Lindab Comfort Luftauslässe","LTD25","LTD2551650S2D0","Schlitzdurchl.  LTD-25-5-1650-S2-D0","Profil RAL9003, Lamellen RAL9005",70,370.6,{"$f":"G10181*(1-VLOOKUP(F10181,Konditionen!$B:$G,6,0))","v":370.6}]
["Lindab Comfort Luftauslässe","LTD25","LTD2551950S2D0","Schlitzdurchl.  LTD-25-5-1950-S2-D0","Profil RAL9003, Lamellen RAL9005",70,408.3,{"$f":"G10187*(1-VLOOKUP(F10187,Konditionen!$B:$G,6,0))","v":408.3}]
["Lindab Comfort Luftauslässe","LTD25","LTD2561000S2D0","Schlitzdurchl.  LTD-25-6-1000-S2-D0","Profil RAL9003, Lamellen RAL9005",70,297.14999999999998,{"$f":"G10203*(1-VLOOKUP(F10203,Konditionen!$B:$G,6,0))","v":297.14999999999998}]
["Lindab Comfort Luftauslässe","LTD25","LTD2561350S2D0","Schlitzdurchl.  LTD-25-6-1350-S2-D0","Profil RAL9003, Lamellen RAL9005",70,348.75,{"$f":"G10210*(1-VLOOKUP(F10210,Konditionen!$B:$G,6,0))","v":348.75}]
["Lindab Comfort Luftauslässe","LTD25","LTD251350S0D4","Schlitzdurchlass LTD-25-1-350-S0-D4","Profil Alu elox, Lamellen Alu elox.",70,96.05,{"$f":"G10225*(1-VLOOKUP(F10225,Konditionen!$B:$G,6,0))","v":96.05}]
["Lindab Comfort Luftauslässe","LTD25","LTD2511350S0D4","Schlitzdurchl.  LTD-25-1-1350-S0-D4","Profil Alu elox, Lamellen Alu elox.",70,136.5,{"$f":"G10245*(1-VLOOKUP(F10245,Konditionen!$B:$G,6,0))","v":136.5}]
["Lindab Comfort Luftauslässe","LTD25","LTD2511850S0D4","Schlitzdurchl.  LTD-25-1-1850-S0-D4","Profil Alu elox, Lamellen Alu elox.",70,172.75,{"$f":"G10255*(1-VLOOKUP(F10255,Konditionen!$B:$G,6,0))","v":172.75}]
["Lindab Comfort Luftauslässe","LTD25","LTD252700S0D4","Schlitzdurchlass LTD-25-2-700-S0-D4","Profil Alu elox, Lamellen Alu elox.",70,131.35,{"$f":"G10267*(1-VLOOKUP(F10267,Konditionen!$B:$G,6,0))","v":131.35}]
["Lindab Comfort Luftauslässe","LTD25","LTD2521050S0D4","Schlitzdurchl.  LTD-25-2-1050-S0-D4","Profil Alu elox, Lamellen Alu elox.",70,157,{"$f":"G10274*(1-VLOOKUP(F10274,Konditionen!$B:$G,6,0))","v":157}]
["Lindab Comfort Luftauslässe","LTD25","LTD2521800S0D4","Schlitzdurchl.  LTD-25-2-1800-S0-D4","Profil Alu elox, Lamellen Alu elox.",70,224.5,{"$f":"G10289*(1-VLOOKUP(F10289,Konditionen!$B:$G,6,0))","v":224.5}]
["Lindab Comfort Luftauslässe","LTD25","LTD2531050S0D4","Schlitzdurchl.  LTD-25-3-1050-S0-D4","Profil Alu elox, Lamellen Alu elox.",70,191.9,{"$f":"G10309*(1-VLOOKUP(F10309,Konditionen!$B:$G,6,0))","v":191.9}]
["Lindab Comfort Luftauslässe","LTD25","LTD2531150S0D4","Schlitzdurchl.  LTD-25-3-1150-S0-D4","Profil Alu elox, Lamellen Alu elox.",70,201.1,{"$f":"G10311*(1-VLOOKUP(F10311,Konditionen!$B:$G,6,0))","v":201.1}]
["Lindab Comfort Luftauslässe","LTD25","LTD254400S0D4","Schlitzdurchlass LTD-25-4-400-S0-D4","Profil Alu elox, Lamellen Alu elox.",70,157,{"$f":"G10331*(1-VLOOKUP(F10331,Konditionen!$B:$G,6,0))","v":157}]
["Lindab Comfort Luftauslässe","LTD25","LTD254950S0D4","Schlitzdurchlass LTD-25-4-950-S0-D4","Profil Alu elox, Lamellen Alu elox.",70,221.7,{"$f":"G10342*(1-VLOOKUP(F10342,Konditionen!$B:$G,6,0))","v":221.7}]
["Lindab Comfort Luftauslässe","LTD25","LTD2541500S0D4","Schlitzdurchl.  LTD-25-4-1500-S0-D4","Profil Alu elox, Lamellen Alu elox.",70,280.3,{"$f":"G10353*(1-VLOOKUP(F10353,Konditionen!$B:$G,6,0))","v":280.3}]
["Lindab Comfort Luftauslässe","LTD25","LTD2541850S0D4","Schlitzdurchl.  LTD-25-4-1850-S0-D4","Profil Alu elox, Lamellen Alu elox.",70,340.9,{"$f":"G10360*(1-VLOOKUP(F10360,Konditionen!$B:$G,6,0))","v":340.9}]
["Lindab Comfort Luftauslässe","LTD25","LTD2551050S0D4","Schlitzdurchl.  LTD-25-5-1050-S0-D4","Profil Alu elox, Lamellen Alu elox.",70,268.64999999999998,{"$f":"G10379*(1-VLOOKUP(F10379,Konditionen!$B:$G,6,0))","v":268.64999999999998}]
["Lindab Comfort Luftauslässe","LTD25","LTD2551850S0D4","Schlitzdurchl.  LTD-25-5-1850-S0-D4","Profil Alu elox, Lamellen Alu elox.",70,396.6,{"$f":"G10395*(1-VLOOKUP(F10395,Konditionen!$B:$G,6,0))","v":396.6}]
["Lindab Comfort Luftauslässe","LTD25","LTD2552000S0D4","Schlitzdurchl.  LTD-25-5-2000-S0-D4","Profil Alu elox, Lamellen Alu elox.",70,416.35,{"$f":"G10398*(1-VLOOKUP(F10398,Konditionen!$B:$G,6,0))","v":416.35}]
["Lindab Comfort Luftauslässe","LTD25","LTD2561200S0D4","Schlitzdurchl.  LTD-25-6-1200-S0-D4","Profil Alu elox, Lamellen Alu elox.",70,326.89999999999998,{"$f":"G10417*(1-VLOOKUP(F10417,Konditionen!$B:$G,6,0))","v":326.89999999999998}]
["Lindab Comfort Luftauslässe","LTD25","LTD2562000S0D4","Schlitzdurchl.  LTD-25-6-2000-S0-D4","Profil Alu elox, Lamellen Alu elox.",70,473.15,{"$f":"G10433*(1-VLOOKUP(F10433,Konditionen!$B:$G,6,0))","v":473.15}]
["Lindab Comfort Luftauslässe","LTD25","LTD251750S1D4","Schlitzdurchlass LTD-25-1-750-S1-D4","Profil RAL9010, Lamellen Alu elox.",70,110,{"$f":"G10443*(1-VLOOKUP(F10443,Konditionen!$B:$G,6,0))","v":110}]
["Lindab Comfort Luftauslässe","LTD25","LTD2511550S1D4","Schlitzdurchl.  LTD-25-1-1550-S1-D4","Profil RAL9010, Lamellen Alu elox.",70,161.1,{"$f":"G10459*(1-VLOOKUP(F10459,Konditionen!$B:$G,6,0))","v":161.1}]
["Lindab Comfort Luftauslässe","LTD25","LTD2511900S1D4","Schlitzdurchl.  LTD-25-1-1900-S1-D4","Profil RAL9010, Lamellen Alu elox.",70,173.75,{"$f":"G10466*(1-VLOOKUP(F10466,Konditionen!$B:$G,6,0))","v":173.75}]
["Lindab Comfort Luftauslässe","LTD25","LTD252900S1D4","Schlitzdurchlass LTD-25-2-900-S1-D4","Profil RAL9010, Lamellen Alu elox.",70,148.15,{"$f":"G10481*(1-VLOOKUP(F10481,Konditionen!$B:$G,6,0))","v":148.15}]
["Lindab Comfort Luftauslässe","LTD25","LTD2521300S1D4","Schlitzdurchl.  LTD-25-2-1300-S1-D4","Profil RAL9010, Lamellen Alu elox.",70,172.75,{"$f":"G10489*(1-VLOOKUP(F10489,Konditionen!$B:$G,6,0))","v":172.75}]
["Lindab Comfort Luftauslässe","LTD25","LTD253450S1D4","Schlitzdurchlass LTD-25-3-450-S1-D4","Profil RAL9010, Lamellen Alu elox.",70,136.5,{"$f":"G10507*(1-VLOOKUP(F10507,Konditionen!$B:$G,6,0))","v":136.5}]
["Lindab Comfort Luftauslässe","LTD25","LTD2531250S1D4","Schlitzdurchl.  LTD-25-3-1250-S1-D4","Profil RAL9010, Lamellen Alu elox.",70,209.1,{"$f":"G10523*(1-VLOOKUP(F10523,Konditionen!$B:$G,6,0))","v":209.1}]
["Lindab Comfort Luftauslässe","LTD25","LTD2531800S1D4","Schlitzdurchl.  LTD-25-3-1800-S1-D4","Profil RAL9010, Lamellen Alu elox.",70,277.60000000000002,{"$f":"G10534*(1-VLOOKUP(F10534,Konditionen!$B:$G,6,0))","v":277.60000000000002}]
["Lindab Comfort Luftauslässe","LTD25","LTD2531900S1D4","Schlitzdurchl.  LTD-25-3-1900-S1-D4","Profil RAL9010, Lamellen Alu elox.",70,286.89999999999998,{"$f":"G10536*(1-VLOOKUP(F10536,Konditionen!$B:$G,6,0))","v":286.89999999999998}]
["Lindab Comfort Luftauslässe","LTD25","LTD2541200S1D4","Schlitzdurchl.  LTD-25-4-1200-S1-D4","Profil RAL9010, Lamellen Alu elox.",70,249.1,{"$f":"G10557*(1-VLOOKUP(F10557,Konditionen!$B:$G,6,0))","v":249.1}]
["Lindab Comfort Luftauslässe","LTD25","LTD2541900S1D4","Schlitzdurchl.  LTD-25-4-1900-S1-D4","Profil RAL9010, Lamellen Alu elox.",70,347.35,{"$f":"G10571*(1-VLOOKUP(F10571,Konditionen!$B:$G,6,0))","v":347.35}]
["Lindab Comfort Luftauslässe","LTD25","LTD255300S1D4","Schlitzdurchlass LTD-25-5-300-S1-D4","Profil RAL9010, Lamellen Alu elox.",70,163.4,{"$f":"G10574*(1-VLOOKUP(F10574,Konditionen!$B:$G,6,0))","v":163.4}]
["Lindab Comfort Luftauslässe","LTD25","LTD2551100S1D4","Schlitzdurchl.  LTD-25-5-1100-S1-D4","Profil RAL9010, Lamellen Alu elox.",70,274.7,{"$f":"G10590*(1-VLOOKUP(F10590,Konditionen!$B:$G,6,0))","v":274.7}]
["Lindab Comfort Luftauslässe","LTD25","LTD2551600S1D4","Schlitzdurchl.  LTD-25-5-1600-S1-D4","Profil RAL9010, Lamellen Alu elox.",70,364.15,{"$f":"G10600*(1-VLOOKUP(F10600,Konditionen!$B:$G,6,0))","v":364.15}]
["Lindab Comfort Luftauslässe","LTD25","LTD256500S1D4","Schlitzdurchlass LTD-25-6-500-S1-D4","Profil RAL9010, Lamellen Alu elox.",70,211.45,{"$f":"G10613*(1-VLOOKUP(F10613,Konditionen!$B:$G,6,0))","v":211.45}]
["Lindab Comfort Luftauslässe","LTD25","LTD2561600S1D4","Schlitzdurchl.  LTD-25-6-1600-S1-D4","Profil RAL9010, Lamellen Alu elox.",70,413.45,{"$f":"G10635*(1-VLOOKUP(F10635,Konditionen!$B:$G,6,0))","v":413.45}]
["Lindab Comfort Luftauslässe","LTD25","LTD251500S2D4","Schlitzdurchlass LTD-25-1-500-S2-D4","Profil RAL9003, Lamellen Alu elox.",70,100.15,{"$f":"G10648*(1-VLOOKUP(F10648,Konditionen!$B:$G,6,0))","v":100.15}]
["Lindab Comfort Luftauslässe","LTD25","LTD251950S2D4","Schlitzdurchlass LTD-25-1-950-S2-D4","Profil RAL9003, Lamellen Alu elox.",70,121.15,{"$f":"G10657*(1-VLOOKUP(F10657,Konditionen!$B:$G,6,0))","v":121.15}]
["Lindab Comfort Luftauslässe","LTD25","LTD2511300S2D4","Schlitzdurchl.  LTD-25-1-1300-S2-D4","Profil RAL9003, Lamellen Alu elox.",70,135.15,{"$f":"G10664*(1-VLOOKUP(F10664,Konditionen!$B:$G,6,0))","v":135.15}]
["Lindab Comfort Luftauslässe","LTD25","LTD252400S2D4","Schlitzdurchlass LTD-25-2-400-S2-D4","Profil RAL9003, Lamellen Alu elox.",70,113.25,{"$f":"G10681*(1-VLOOKUP(F10681,Konditionen!$B:$G,6,0))","v":113.25}]
["Lindab Comfort Luftauslässe","LTD25","LTD2521300S2D4","Schlitzdurchl.  LTD-25-2-1300-S2-D4","Profil RAL9003, Lamellen Alu elox.",70,172.75,{"$f":"G10699*(1-VLOOKUP(F10699,Konditionen!$B:$G,6,0))","v":172.75}]
["Lindab Comfort Luftauslässe","LTD25","LTD2521350S2D4","Schlitzdurchl.  LTD-25-2-1350-S2-D4","Profil RAL9003, Lamellen Alu elox.",70,175.2,{"$f":"G10700*(1-VLOOKUP(F10700,Konditionen!$B:$G,6,0))","v":175.2}]
["Lindab Comfort Luftauslässe","LTD25","LTD253650S2D4","Schlitzdurchlass LTD-25-3-650-S2-D4","Profil RAL9003, Lamellen Alu elox.",70,153.25,{"$f":"G10721*(1-VLOOKUP(F10721,Konditionen!$B:$G,6,0))","v":153.25}]
["Lindab Comfort Luftauslässe","LTD25","LTD2531000S2D4","Schlitzdurchl.  LTD-25-3-1000-S2-D4","Profil RAL9003, Lamellen Alu elox.",70,188.15,{"$f":"G10728*(1-VLOOKUP(F10728,Konditionen!$B:$G,6,0))","v":188.15}]
["Lindab Comfort Luftauslässe","LTD25","LTD254300S2D4","Schlitzdurchlass LTD-25-4-300-S2-D4","Profil RAL9003, Lamellen Alu elox.",70,146.75,{"$f":"G10749*(1-VLOOKUP(F10749,Konditionen!$B:$G,6,0))","v":146.75}]
["Lindab Comfort Luftauslässe","LTD25","LTD254350S2D4","Schlitzdurchlass LTD-25-4-350-S2-D4","Profil RAL9003, Lamellen Alu elox.",70,151.80000000000001,{"$f":"G10750*(1-VLOOKUP(F10750,Konditionen!$B:$G,6,0))","v":151.80000000000001}]
["Lindab Comfort Luftauslässe","LTD25","LTD2541250S2D4","Schlitzdurchl.  LTD-25-4-1250-S2-D4","Profil RAL9003, Lamellen Alu elox.",70,254.3,{"$f":"G10768*(1-VLOOKUP(F10768,Konditionen!$B:$G,6,0))","v":254.3}]
["Lindab Comfort Luftauslässe","LTD25","LTD255350S2D4","Schlitzdurchlass LTD-25-5-350-S2-D4","Profil RAL9003, Lamellen Alu elox.",70,170,{"$f":"G10785*(1-VLOOKUP(F10785,Konditionen!$B:$G,6,0))","v":170}]
["Lindab Comfort Luftauslässe","LTD25","LTD255700S2D4","Schlitzdurchlass LTD-25-5-700-S2-D4","Profil RAL9003, Lamellen Alu elox.",70,215.2,{"$f":"G10792*(1-VLOOKUP(F10792,Konditionen!$B:$G,6,0))","v":215.2}]
["Lindab Comfort Luftauslässe","LTD25","LTD2551150S2D4","Schlitzdurchl.  LTD-25-5-1150-S2-D4","Profil RAL9003, Lamellen Alu elox.",70,281.2,{"$f":"G10801*(1-VLOOKUP(F10801,Konditionen!$B:$G,6,0))","v":281.2}]
["Lindab Comfort Luftauslässe","LTD25","LTD2551800S2D4","Schlitzdurchl.  LTD-25-5-1800-S2-D4","Profil RAL9003, Lamellen Alu elox.",70,390.2,{"$f":"G10814*(1-VLOOKUP(F10814,Konditionen!$B:$G,6,0))","v":390.2}]
["Lindab Comfort Luftauslässe","LTD25","LTD2561150S2D4","Schlitzdurchl.  LTD-25-6-1150-S2-D4","Profil RAL9003, Lamellen Alu elox.",70,319,{"$f":"G10836*(1-VLOOKUP(F10836,Konditionen!$B:$G,6,0))","v":319}]
["Lindab Comfort Luftauslässe","LTD25","LTD2561800S2D4","Schlitzdurchl.  LTD-25-6-1800-S2-D4","Profil RAL9003, Lamellen Alu elox.",70,443.2,{"$f":"G10849*(1-VLOOKUP(F10849,Konditionen!$B:$G,6,0))","v":443.2}]
["Lindab Comfort Luftauslässe","LTD25","LTD251400S0D3","Schlitzdurchlass LTD-25-1-400-S0-D3","Profil Alu elox., Ohne Lamellen",70,92.8,{"$f":"G10856*(1-VLOOKUP(F10856,Konditionen!$B:$G,6,0))","v":92.8}]
["Lindab Comfort Luftauslässe","LTD25","LTD2511050S0D3","Schlitzdurchl.  LTD-25-1-1050-S0-D3","Profil Alu elox., Ohne Lamellen",70,122.05,{"$f":"G10869*(1-VLOOKUP(F10869,Konditionen!$B:$G,6,0))","v":122.05}]
["Lindab Comfort Luftauslässe","LTD25","LTD2511500S0D3","Schlitzdurchl.  LTD-25-1-1500-S0-D3","Profil Alu elox., Ohne Lamellen",70,134.4,{"$f":"G10878*(1-VLOOKUP(F10878,Konditionen!$B:$G,6,0))","v":134.4}]
["Lindab Comfort Luftauslässe","LTD25","LTD252450S0D3","Schlitzdurchlass LTD-25-2-450-S0-D3","Profil Alu elox., Ohne Lamellen",70,110,{"$f":"G10892*(1-VLOOKUP(F10892,Konditionen!$B:$G,6,0))","v":110}]
["Lindab Comfort Luftauslässe","LTD25","LTD2521500S0D3","Schlitzdurchl.  LTD-25-2-1500-S0-D3","Profil Alu elox., Ohne Lamellen",70,175.75,{"$f":"G10913*(1-VLOOKUP(F10913,Konditionen!$B:$G,6,0))","v":175.75}]
["Lindab Comfort Luftauslässe","LTD25","LTD2521600S0D3","Schlitzdurchl.  LTD-25-2-1600-S0-D3","Profil Alu elox., Ohne Lamellen",70,201.35,{"$f":"G10915*(1-VLOOKUP(F10915,Konditionen!$B:$G,6,0))","v":201.35}]
["Lindab Comfort Luftauslässe","LTD25","LTD253400S0D3","Schlitzdurchlass LTD-25-3-400-S0-D3","Profil Alu elox., Ohne Lamellen",70,126.05,{"$f":"G10926*(1-VLOOKUP(F10926,Konditionen!$B:$G,6,0))","v":126.05}]
["Lindab Comfort Luftauslässe","LTD25","LTD2531200S0D3","Schlitzdurchl.  LTD-25-3-1200-S0-D3","Profil Alu elox., Ohne Lamellen",70,195.1,{"$f":"G10942*(1-VLOOKUP(F10942,Konditionen!$B:$G,6,0))","v":195.1}]
["Lindab Comfort Luftauslässe","LTD25","LTD254350S0D3","Schlitzdurchlass LTD-25-4-350-S0-D3","Profil Alu elox., Ohne Lamellen",70,144.65,{"$f":"G10960*(1-VLOOKUP(F10960,Konditionen!$B:$G,6,0))","v":144.65}]
["Lindab Comfort Luftauslässe","LTD25","LTD254750S0D3","Schlitzdurchlass LTD-25-4-750-S0-D3","Profil Alu elox., Ohne Lamellen",70,184.1,{"$f":"G10968*(1-VLOOKUP(F10968,Konditionen!$B:$G,6,0))","v":184.1}]
["Lindab Comfort Luftauslässe","LTD25","LTD2541500S0D3","Schlitzdurchl.  LTD-25-4-1500-S0-D3","Profil Alu elox., Ohne Lamellen",70,266.95,{"$f":"G10983*(1-VLOOKUP(F10983,Konditionen!$B:$G,6,0))","v":266.95}]
["Lindab Comfort Luftauslässe","LTD25","LTD2541850S0D3","Schlitzdurchl.  LTD-25-4-1850-S0-D3","Profil Alu elox., Ohne Lamellen",70,324.55,{"$f":"G10990*(1-VLOOKUP(F10990,Konditionen!$B:$G,6,0))","v":324.55}]
["Lindab Comfort Luftauslässe","LTD25","LTD255900S0D3","Schlitzdurchlass LTD-25-5-900-S0-D3","Profil Alu elox., Ohne Lamellen",70,237.35,{"$f":"G11006*(1-VLOOKUP(F11006,Konditionen!$B:$G,6,0))","v":237.35}]
["Lindab Comfort Luftauslässe","LTD25","LTD2551400S0D3","Schlitzdurchl.  LTD-25-5-1400-S0-D3","Profil Alu elox., Ohne Lamellen",70,297.64999999999998,{"$f":"G11016*(1-VLOOKUP(F11016,Konditionen!$B:$G,6,0))","v":297.64999999999998}]
["Lindab Comfort Luftauslässe","LTD25","LTD256450S0D3","Schlitzdurchlass LTD-25-6-450-S0-D3","Profil Alu elox., Ohne Lamellen",70,193.85,{"$f":"G11032*(1-VLOOKUP(F11032,Konditionen!$B:$G,6,0))","v":193.85}]
["Lindab Comfort Luftauslässe","LTD25","LTD2561400S0D3","Schlitzdurchl.  LTD-25-6-1400-S0-D3","Profil Alu elox., Ohne Lamellen",70,339.75,{"$f":"G11051*(1-VLOOKUP(F11051,Konditionen!$B:$G,6,0))","v":339.75}]
["Lindab Comfort Luftauslässe","LTD25","LTD2561550S0D3","Schlitzdurchl.  LTD-25-6-1550-S0-D3","Profil Alu elox., Ohne Lamellen",70,386.7,{"$f":"G11054*(1-VLOOKUP(F11054,Konditionen!$B:$G,6,0))","v":386.7}]
["Lindab Comfort Luftauslässe","LTD25","LTD251600S1D3","Schlitzdurchlass LTD-25-1-600-S1-D3","Profil RAL9010, Ohne Lamellen",70,100.8,{"$f":"G11070*(1-VLOOKUP(F11070,Konditionen!$B:$G,6,0))","v":100.8}]
["Lindab Comfort Luftauslässe","LTD25","LTD2511300S1D3","Schlitzdurchl.  LTD-25-1-1300-S1-D3","Profil RAL9010, Ohne Lamellen",70,128.65,{"$f":"G11084*(1-VLOOKUP(F11084,Konditionen!$B:$G,6,0))","v":128.65}]
["Lindab Comfort Luftauslässe","LTD25","LTD2511900S1D3","Schlitzdurchl.  LTD-25-1-1900-S1-D3","Profil RAL9010, Ohne Lamellen",70,165.5,{"$f":"G11096*(1-VLOOKUP(F11096,Konditionen!$B:$G,6,0))","v":165.5}]
["Lindab Comfort Luftauslässe","LTD25","LTD252700S1D3","Schlitzdurchlass LTD-25-2-700-S1-D3","Profil RAL9010, Ohne Lamellen",70,125.15,{"$f":"G11107*(1-VLOOKUP(F11107,Konditionen!$B:$G,6,0))","v":125.15}]
["Lindab Comfort Luftauslässe","LTD25","LTD2521250S1D3","Schlitzdurchl.  LTD-25-2-1250-S1-D3","Profil RAL9010, Ohne Lamellen",70,160.6,{"$f":"G11118*(1-VLOOKUP(F11118,Konditionen!$B:$G,6,0))","v":160.6}]
["Lindab Comfort Luftauslässe","LTD25","LTD253500S1D3","Schlitzdurchlass LTD-25-3-500-S1-D3","Profil RAL9010, Ohne Lamellen",70,133.55000000000001,{"$f":"G11138*(1-VLOOKUP(F11138,Konditionen!$B:$G,6,0))","v":133.55000000000001}]
["Lindab Comfort Luftauslässe","LTD25","LTD253600S1D3","Schlitzdurchlass LTD-25-3-600-S1-D3","Profil RAL9010, Ohne Lamellen",70,142.5,{"$f":"G11140*(1-VLOOKUP(F11140,Konditionen!$B:$G,6,0))","v":142.5}]
["Lindab Comfort Luftauslässe","LTD25","LTD2531600S1D3","Schlitzdurchl.  LTD-25-3-1600-S1-D3","Profil RAL9010, Ohne Lamellen",70,248.3,{"$f":"G11160*(1-VLOOKUP(F11160,Konditionen!$B:$G,6,0))","v":248.3}]
["Lindab Comfort Luftauslässe","LTD25","LTD254600S1D3","Schlitzdurchlass LTD-25-4-600-S1-D3","Profil RAL9010, Ohne Lamellen",70,169.5,{"$f":"G11175*(1-VLOOKUP(F11175,Konditionen!$B:$G,6,0))","v":169.5}]
["Lindab Comfort Luftauslässe","LTD25","LTD254950S1D3","Schlitzdurchlass LTD-25-4-950-S1-D3","Profil RAL9010, Ohne Lamellen",70,211.2,{"$f":"G11182*(1-VLOOKUP(F11182,Konditionen!$B:$G,6,0))","v":211.2}]
["Lindab Comfort Luftauslässe","LTD25","LTD2541550S1D3","Schlitzdurchl.  LTD-25-4-1550-S1-D3","Profil RAL9010, Ohne Lamellen",70,295.3,{"$f":"G11194*(1-VLOOKUP(F11194,Konditionen!$B:$G,6,0))","v":295.3}]
["Lindab Comfort Luftauslässe","LTD25","LTD255300S1D3","Schlitzdurchlass LTD-25-5-300-S1-D3","Profil RAL9010, Ohne Lamellen",70,155.65,{"$f":"G11204*(1-VLOOKUP(F11204,Konditionen!$B:$G,6,0))","v":155.65}]
["Lindab Comfort Luftauslässe","LTD25","LTD2551300S1D3","Schlitzdurchl.  LTD-25-5-1300-S1-D3","Profil RAL9010, Ohne Lamellen",70,286.55,{"$f":"G11224*(1-VLOOKUP(F11224,Konditionen!$B:$G,6,0))","v":286.55}]
["Lindab Comfort Luftauslässe","LTD25","LTD256300S1D3","Schlitzdurchlass LTD-25-6-300-S1-D3","Profil RAL9010, Ohne Lamellen",70,173,{"$f":"G11239*(1-VLOOKUP(F11239,Konditionen!$B:$G,6,0))","v":173}]
["Lindab Comfort Luftauslässe","LTD25","LTD256650S1D3","Schlitzdurchlass LTD-25-6-650-S1-D3","Profil RAL9010, Ohne Lamellen",70,223.5,{"$f":"G11246*(1-VLOOKUP(F11246,Konditionen!$B:$G,6,0))","v":223.5}]
["Lindab Comfort Luftauslässe","LTD25","LTD2561450S1D3","Schlitzdurchl.  LTD-25-6-1450-S1-D3","Profil RAL9010, Ohne Lamellen",70,346.8,{"$f":"G11262*(1-VLOOKUP(F11262,Konditionen!$B:$G,6,0))","v":346.8}]
["Lindab Comfort Luftauslässe","LTD25","LTD2561750S1D3","Schlitzdurchl.  LTD-25-6-1750-S1-D3","Profil RAL9010, Ohne Lamellen",70,415,{"$f":"G11268*(1-VLOOKUP(F11268,Konditionen!$B:$G,6,0))","v":415}]
["Lindab Comfort Luftauslässe","LTD25","LTD2511000S2D3","Schlitzdurchl.  LTD-25-1-1000-S2-D3","Profil RAL9003, Ohne Lamellen",70,116.55,{"$f":"G11288*(1-VLOOKUP(F11288,Konditionen!$B:$G,6,0))","v":116.55}]
["Lindab Comfort Luftauslässe","LTD25","LTD2511350S2D3","Schlitzdurchl.  LTD-25-1-1350-S2-D3","Profil RAL9003, Ohne Lamellen",70,129.9,{"$f":"G11295*(1-VLOOKUP(F11295,Konditionen!$B:$G,6,0))","v":129.9}]
["Lindab Comfort Luftauslässe","LTD25","LTD252350S2D3","Schlitzdurchlass LTD-25-2-350-S2-D3","Profil RAL9003, Ohne Lamellen",70,105.2,{"$f":"G11310*(1-VLOOKUP(F11310,Konditionen!$B:$G,6,0))","v":105.2}]
["Lindab Comfort Luftauslässe","LTD25","LTD252750S2D3","Schlitzdurchlass LTD-25-2-750-S2-D3","Profil RAL9003, Ohne Lamellen",70,127.3,{"$f":"G11318*(1-VLOOKUP(F11318,Konditionen!$B:$G,6,0))","v":127.3}]
["Lindab Comfort Luftauslässe","LTD25","LTD2521450S2D3","Schlitzdurchl.  LTD-25-2-1450-S2-D3","Profil RAL9003, Ohne Lamellen",70,173,{"$f":"G11332*(1-VLOOKUP(F11332,Konditionen!$B:$G,6,0))","v":173}]
["Lindab Comfort Luftauslässe","LTD25","LTD253750S2D3","Schlitzdurchlass LTD-25-3-750-S2-D3","Profil RAL9003, Ohne Lamellen",70,154.4,{"$f":"G11353*(1-VLOOKUP(F11353,Konditionen!$B:$G,6,0))","v":154.4}]
["Lindab Comfort Luftauslässe","LTD25","LTD2531000S2D3","Schlitzdurchl.  LTD-25-3-1000-S2-D3","Profil RAL9003, Ohne Lamellen",70,179.25,{"$f":"G11358*(1-VLOOKUP(F11358,Konditionen!$B:$G,6,0))","v":179.25}]
["Lindab Comfort Luftauslässe","LTD25","LTD2531800S2D3","Schlitzdurchl.  LTD-25-3-1800-S2-D3","Profil RAL9003, Ohne Lamellen",70,264.39999999999998,{"$f":"G11374*(1-VLOOKUP(F11374,Konditionen!$B:$G,6,0))","v":264.39999999999998}]
["Lindab Comfort Luftauslässe","LTD25","LTD254650S2D3","Schlitzdurchlass LTD-25-4-650-S2-D3","Profil RAL9003, Ohne Lamellen",70,174.3,{"$f":"G11386*(1-VLOOKUP(F11386,Konditionen!$B:$G,6,0))","v":174.3}]
["Lindab Comfort Luftauslässe","LTD25","LTD2541350S2D3","Schlitzdurchl.  LTD-25-4-1350-S2-D3","Profil RAL9003, Ohne Lamellen",70,251.95,{"$f":"G11400*(1-VLOOKUP(F11400,Konditionen!$B:$G,6,0))","v":251.95}]
["Lindab Comfort Luftauslässe","LTD25","LTD2541800S2D3","Schlitzdurchl.  LTD-25-4-1800-S2-D3","Profil RAL9003, Ohne Lamellen",70,319.75,{"$f":"G11409*(1-VLOOKUP(F11409,Konditionen!$B:$G,6,0))","v":319.75}]
["Lindab Comfort Luftauslässe","LTD25","LTD255700S2D3","Schlitzdurchlass LTD-25-5-700-S2-D3","Profil RAL9003, Ohne Lamellen",70,204.85,{"$f":"G11422*(1-VLOOKUP(F11422,Konditionen!$B:$G,6,0))","v":204.85}]
["Lindab Comfort Luftauslässe","LTD25","LTD2551500S2D3","Schlitzdurchl.  LTD-25-5-1500-S2-D3","Profil RAL9003, Ohne Lamellen",70,309.89999999999998,{"$f":"G11438*(1-VLOOKUP(F11438,Konditionen!$B:$G,6,0))","v":309.89999999999998}]
["Lindab Comfort Luftauslässe","LTD25","LTD256550S2D3","Schlitzdurchlass LTD-25-6-550-S2-D3","Profil RAL9003, Ohne Lamellen",70,208.85,{"$f":"G11454*(1-VLOOKUP(F11454,Konditionen!$B:$G,6,0))","v":208.85}]
["Lindab Comfort Luftauslässe","LTD25","LTD2561050S2D3","Schlitzdurchl.  LTD-25-6-1050-S2-D3","Profil RAL9003, Ohne Lamellen",70,290.05,{"$f":"G11464*(1-VLOOKUP(F11464,Konditionen!$B:$G,6,0))","v":290.05}]
["Lindab Comfort Luftauslässe","LTD25","LTD2561700S2D3","Schlitzdurchl.  LTD-25-6-1700-S2-D3","Profil RAL9003, Ohne Lamellen",70,408.95,{"$f":"G11477*(1-VLOOKUP(F11477,Konditionen!$B:$G,6,0))","v":408.95}]
["Lindab Comfort Luftauslässe","LTD25","LTD251400S0D2","Schlitzdurchlass LTD-25-1-400-S0-D2","Profil Alu elox., Lamellen RAL9003",70,97.4,{"$f":"G11486*(1-VLOOKUP(F11486,Konditionen!$B:$G,6,0))","v":97.4}]
["Lindab Comfort Luftauslässe","LTD25","LTD2511200S0D2","Schlitzdurchl.  LTD-25-1-1200-S0-D2","Profil Alu elox., Lamellen RAL9003",70,132.75,{"$f":"G11502*(1-VLOOKUP(F11502,Konditionen!$B:$G,6,0))","v":132.75}]
["Lindab Comfort Luftauslässe","LTD25","LTD2511600S0D2","Schlitzdurchl.  LTD-25-1-1600-S0-D2","Profil Alu elox., Lamellen RAL9003",70,162,{"$f":"G11510*(1-VLOOKUP(F11510,Konditionen!$B:$G,6,0))","v":162}]
["Lindab Comfort Luftauslässe","LTD25","LTD252750S0D2","Schlitzdurchlass LTD-25-2-750-S0-D2","Profil Alu elox., Lamellen RAL9003",70,133.65,{"$f":"G11528*(1-VLOOKUP(F11528,Konditionen!$B:$G,6,0))","v":133.65}]
["Lindab Comfort Luftauslässe","LTD25","LTD2521000S0D2","Schlitzdurchl.  LTD-25-2-1000-S0-D2","Profil Alu elox., Lamellen RAL9003",70,153.25,{"$f":"G11533*(1-VLOOKUP(F11533,Konditionen!$B:$G,6,0))","v":153.25}]
["Lindab Comfort Luftauslässe","LTD25","LTD2521850S0D2","Schlitzdurchl.  LTD-25-2-1850-S0-D2","Profil Alu elox., Lamellen RAL9003",70,226.85,{"$f":"G11550*(1-VLOOKUP(F11550,Konditionen!$B:$G,6,0))","v":226.85}]
["Lindab Comfort Luftauslässe","LTD25","LTD253450S0D2","Schlitzdurchlass LTD-25-3-450-S0-D2","Profil Alu elox., Lamellen RAL9003",70,136.5,{"$f":"G11557*(1-VLOOKUP(F11557,Konditionen!$B:$G,6,0))","v":136.5}]
["Lindab Comfort Luftauslässe","LTD25","LTD2531500S0D2","Schlitzdurchl.  LTD-25-3-1500-S0-D2","Profil Alu elox., Lamellen RAL9003",70,229.6,{"$f":"G11578*(1-VLOOKUP(F11578,Konditionen!$B:$G,6,0))","v":229.6}]
["Lindab Comfort Luftauslässe","LTD25","LTD254450S0D2","Schlitzdurchlass LTD-25-4-450-S0-D2","Profil Alu elox., Lamellen RAL9003",70,162,{"$f":"G11592*(1-VLOOKUP(F11592,Konditionen!$B:$G,6,0))","v":162}]
["Lindab Comfort Luftauslässe","LTD25","LTD254900S0D2","Schlitzdurchlass LTD-25-4-900-S0-D2","Profil Alu elox., Lamellen RAL9003",70,216.5,{"$f":"G11601*(1-VLOOKUP(F11601,Konditionen!$B:$G,6,0))","v":216.5}]
["Lindab Comfort Luftauslässe","LTD25","LTD2541550S0D2","Schlitzdurchl.  LTD-25-4-1550-S0-D2","Profil Alu elox., Lamellen RAL9003",70,310.05,{"$f":"G11614*(1-VLOOKUP(F11614,Konditionen!$B:$G,6,0))","v":310.05}]
["Lindab Comfort Luftauslässe","LTD25","LTD2541850S0D2","Schlitzdurchl.  LTD-25-4-1850-S0-D2","Profil Alu elox., Lamellen RAL9003",70,340.9,{"$f":"G11620*(1-VLOOKUP(F11620,Konditionen!$B:$G,6,0))","v":340.9}]
["Lindab Comfort Luftauslässe","LTD25","LTD255900S0D2","Schlitzdurchlass LTD-25-5-900-S0-D2","Profil Alu elox., Lamellen RAL9003",70,249.1,{"$f":"G11636*(1-VLOOKUP(F11636,Konditionen!$B:$G,6,0))","v":249.1}]
["Lindab Comfort Luftauslässe","LTD25","LTD2551900S0D2","Schlitzdurchl.  LTD-25-5-1900-S0-D2","Profil Alu elox., Lamellen RAL9003",70,403.25,{"$f":"G11656*(1-VLOOKUP(F11656,Konditionen!$B:$G,6,0))","v":403.25}]
["Lindab Comfort Luftauslässe","LTD25","LTD256600S0D2","Schlitzdurchlass LTD-25-6-600-S0-D2","Profil Alu elox., Lamellen RAL9003",70,226.85,{"$f":"G11665*(1-VLOOKUP(F11665,Konditionen!$B:$G,6,0))","v":226.85}]
["Lindab Comfort Luftauslässe","LTD25","LTD2561250S0D2","Schlitzdurchl.  LTD-25-6-1250-S0-D2","Profil Alu elox., Lamellen RAL9003",70,334.25,{"$f":"G11678*(1-VLOOKUP(F11678,Konditionen!$B:$G,6,0))","v":334.25}]
["Lindab Comfort Luftauslässe","LTD25","LTD2561750S0D2","Schlitzdurchl.  LTD-25-6-1750-S0-D2","Profil Alu elox., Lamellen RAL9003",70,435.85,{"$f":"G11688*(1-VLOOKUP(F11688,Konditionen!$B:$G,6,0))","v":435.85}]
["Lindab Comfort Luftauslässe","LTD25","LTD251600S2D2","Schlitzdurchlass LTD-25-1-600-S2-D2","Profil RAL9003, Lamellen RAL9003",70,105.8,{"$f":"G11700*(1-VLOOKUP(F11700,Konditionen!$B:$G,6,0))","v":105.8}]
["Lindab Comfort Luftauslässe","LTD25","LTD251950S2D2","Schlitzdurchlass LTD-25-1-950-S2-D2","Profil RAL9003, Lamellen RAL9003",70,121.15,{"$f":"G11707*(1-VLOOKUP(F11707,Konditionen!$B:$G,6,0))","v":121.15}]
["Lindab Comfort Luftauslässe","LTD25","LTD2511650S2D2","Schlitzdurchl.  LTD-25-1-1650-S2-D2","Profil RAL9003, Lamellen RAL9003",70,165.4,{"$f":"G11721*(1-VLOOKUP(F11721,Konditionen!$B:$G,6,0))","v":165.4}]
["Lindab Comfort Luftauslässe","LTD25","LTD252950S2D2","Schlitzdurchlass LTD-25-2-950-S2-D2","Profil RAL9003, Lamellen RAL9003",70,150.5,{"$f":"G11742*(1-VLOOKUP(F11742,Konditionen!$B:$G,6,0))","v":150.5}]
["Lindab Comfort Luftauslässe","LTD25","LTD2521650S2D2","Schlitzdurchl.  LTD-25-2-1650-S2-D2","Profil RAL9003, Lamellen RAL9003",70,214.3,{"$f":"G11756*(1-VLOOKUP(F11756,Konditionen!$B:$G,6,0))","v":214.3}]
["Lindab Comfort Luftauslässe","LTD25","LTD253300S2D2","Schlitzdurchlass LTD-25-3-300-S2-D2","Profil RAL9003, Lamellen RAL9003",70,124.9,{"$f":"G11764*(1-VLOOKUP(F11764,Konditionen!$B:$G,6,0))","v":124.9}]
["Lindab Comfort Luftauslässe","LTD25","LTD253650S2D2","Schlitzdurchlass LTD-25-3-650-S2-D2","Profil RAL9003, Lamellen RAL9003",70,153.25,{"$f":"G11771*(1-VLOOKUP(F11771,Konditionen!$B:$G,6,0))","v":153.25}]
["Lindab Comfort Luftauslässe","LTD25","LTD2531550S2D2","Schlitzdurchl.  LTD-25-3-1550-S2-D2","Profil RAL9003, Lamellen RAL9003",70,257,{"$f":"G11789*(1-VLOOKUP(F11789,Konditionen!$B:$G,6,0))","v":257}]
["Lindab Comfort Luftauslässe","LTD25","LTD254650S2D2","Schlitzdurchlass LTD-25-4-650-S2-D2","Profil RAL9003, Lamellen RAL9003",70,183,{"$f":"G11806*(1-VLOOKUP(F11806,Konditionen!$B:$G,6,0))","v":183}]
["Lindab Comfort Luftauslässe","LTD25","LTD254950S2D2","Schlitzdurchlass LTD-25-4-950-S2-D2","Profil RAL9003, Lamellen RAL9003",70,221.7,{"$f":"G11812*(1-VLOOKUP(F11812,Konditionen!$B:$G,6,0))","v":221.7}]
["Lindab Comfort Luftauslässe","LTD25","LTD2541950S2D2","Schlitzdurchl.  LTD-25-4-1950-S2-D2","Profil RAL9003, Lamellen RAL9003",70,351.6,{"$f":"G11832*(1-VLOOKUP(F11832,Konditionen!$B:$G,6,0))","v":351.6}]
["Lindab Comfort Luftauslässe","LTD25","LTD255350S2D2","Schlitzdurchlass LTD-25-5-350-S2-D2","Profil RAL9003, Lamellen RAL9003",70,170,{"$f":"G11835*(1-VLOOKUP(F11835,Konditionen!$B:$G,6,0))","v":170}]
["Lindab Comfort Luftauslässe","LTD25","LTD2551300S2D2","Schlitzdurchl.  LTD-25-5-1300-S2-D2","Profil RAL9003, Lamellen RAL9003",70,300.89999999999998,{"$f":"G11854*(1-VLOOKUP(F11854,Konditionen!$B:$G,6,0))","v":300.89999999999998}]
["Lindab Comfort Luftauslässe","LTD25","LTD256350S2D2","Schlitzdurchlass LTD-25-6-350-S2-D2","Profil RAL9003, Lamellen RAL9003",70,189.6,{"$f":"G11870*(1-VLOOKUP(F11870,Konditionen!$B:$G,6,0))","v":189.6}]
["Lindab Comfort Luftauslässe","LTD25","LTD256850S2D2","Schlitzdurchlass LTD-25-6-850-S2-D2","Profil RAL9003, Lamellen RAL9003",70,274.7,{"$f":"G11880*(1-VLOOKUP(F11880,Konditionen!$B:$G,6,0))","v":274.7}]
["Lindab Comfort Luftauslässe","LTD25","LTD2561000S2D2","Schlitzdurchl.  LTD-25-6-1000-S2-D2","Profil RAL9003, Lamellen RAL9003",70,297.14999999999998,{"$f":"G11883*(1-VLOOKUP(F11883,Konditionen!$B:$G,6,0))","v":297.14999999999998}]
["Lindab Comfort Luftauslässe","LTD25","LTD2562000S2D2","Schlitzdurchl.  LTD-25-6-2000-S2-D2","Profil RAL9003, Lamellen RAL9003",70,473.15,{"$f":"G11903*(1-VLOOKUP(F11903,Konditionen!$B:$G,6,0))","v":473.15}]
["Lindab Comfort Luftauslässe","LTD25","LTD2511000S0D1","Schlitzdurchl.  LTD-25-1-1000-S0-D1","Profil Alu elox., Lamellen RAL9010",70,122.55,{"$f":"G11918*(1-VLOOKUP(F11918,Konditionen!$B:$G,6,0))","v":122.55}]
["Lindab Comfort Luftauslässe","LTD25","LTD2511350S0D1","Schlitzdurchl.  LTD-25-1-1350-S0-D1","Profil Alu elox., Lamellen RAL9010",70,136.5,{"$f":"G11925*(1-VLOOKUP(F11925,Konditionen!$B:$G,6,0))","v":136.5}]
["Lindab Comfort Luftauslässe","LTD25","LTD2511900S0D1","Schlitzdurchl.  LTD-25-1-1900-S0-D1","Profil Alu elox., Lamellen RAL9010",70,173.75,{"$f":"G11936*(1-VLOOKUP(F11936,Konditionen!$B:$G,6,0))","v":173.75}]
["Lindab Comfort Luftauslässe","LTD25","LTD252700S0D1","Schlitzdurchlass LTD-25-2-700-S0-D1","Profil Alu elox., Lamellen RAL9010",70,131.35,{"$f":"G11947*(1-VLOOKUP(F11947,Konditionen!$B:$G,6,0))","v":131.35}]
["Lindab Comfort Luftauslässe","LTD25","LTD2521300S0D1","Schlitzdurchl.  LTD-25-2-1300-S0-D1","Profil Alu elox., Lamellen RAL9010",70,172.75,{"$f":"G11959*(1-VLOOKUP(F11959,Konditionen!$B:$G,6,0))","v":172.75}]
["Lindab Comfort Luftauslässe","LTD25","LTD253700S0D1","Schlitzdurchlass LTD-25-3-700-S0-D1","Profil Alu elox., Lamellen RAL9010",70,157,{"$f":"G11982*(1-VLOOKUP(F11982,Konditionen!$B:$G,6,0))","v":157}]
["Lindab Comfort Luftauslässe","LTD25","LTD2531050S0D1","Schlitzdurchl.  LTD-25-3-1050-S0-D1","Profil Alu elox., Lamellen RAL9010",70,191.9,{"$f":"G11989*(1-VLOOKUP(F11989,Konditionen!$B:$G,6,0))","v":191.9}]
["Lindab Comfort Luftauslässe","LTD25","LTD2531800S0D1","Schlitzdurchl.  LTD-25-3-1800-S0-D1","Profil Alu elox., Lamellen RAL9010",70,277.60000000000002,{"$f":"G12004*(1-VLOOKUP(F12004,Konditionen!$B:$G,6,0))","v":277.60000000000002}]
["Lindab Comfort Luftauslässe","LTD25","LTD254400S0D1","Schlitzdurchlass LTD-25-4-400-S0-D1","Profil Alu elox., Lamellen RAL9010",70,157,{"$f":"G12011*(1-VLOOKUP(F12011,Konditionen!$B:$G,6,0))","v":157}]
["Lindab Comfort Luftauslässe","LTD25","LTD2541200S0D1","Schlitzdurchl.  LTD-25-4-1200-S0-D1","Profil Alu elox., Lamellen RAL9010",70,249.1,{"$f":"G12027*(1-VLOOKUP(F12027,Konditionen!$B:$G,6,0))","v":249.1}]
["Lindab Comfort Luftauslässe","LTD25","LTD255400S0D1","Schlitzdurchlass LTD-25-5-400-S0-D1","Profil Alu elox., Lamellen RAL9010",70,176.5,{"$f":"G12046*(1-VLOOKUP(F12046,Konditionen!$B:$G,6,0))","v":176.5}]
["Lindab Comfort Luftauslässe","LTD25","LTD255750S0D1","Schlitzdurchlass LTD-25-5-750-S0-D1","Profil Alu elox., Lamellen RAL9010",70,221.7,{"$f":"G12053*(1-VLOOKUP(F12053,Konditionen!$B:$G,6,0))","v":221.7}]
["Lindab Comfort Luftauslässe","LTD25","LTD2551100S0D1","Schlitzdurchl.  LTD-25-5-1100-S0-D1","Profil Alu elox., Lamellen RAL9010",70,274.7,{"$f":"G12060*(1-VLOOKUP(F12060,Konditionen!$B:$G,6,0))","v":274.7}]
["Lindab Comfort Luftauslässe","LTD25","LTD2551850S0D1","Schlitzdurchl.  LTD-25-5-1850-S0-D1","Profil Alu elox., Lamellen RAL9010",70,396.6,{"$f":"G12075*(1-VLOOKUP(F12075,Konditionen!$B:$G,6,0))","v":396.6}]
["Lindab Comfort Luftauslässe","LTD25","LTD256900S0D1","Schlitzdurchlass LTD-25-6-900-S0-D1","Profil Alu elox., Lamellen RAL9010",70,281.2,{"$f":"G12091*(1-VLOOKUP(F12091,Konditionen!$B:$G,6,0))","v":281.2}]
["Lindab Comfort Luftauslässe","LTD25","LTD2561200S0D1","Schlitzdurchl.  LTD-25-6-1200-S0-D1","Profil Alu elox., Lamellen RAL9010",70,326.89999999999998,{"$f":"G12097*(1-VLOOKUP(F12097,Konditionen!$B:$G,6,0))","v":326.89999999999998}]
["Lindab Comfort Luftauslässe","LTD25","LTD251300S1D1","Schlitzdurchlass LTD-25-1-300-S1-D1","Profil RAL9010, Lamellen RAL9010",70,94.6,{"$f":"G12114*(1-VLOOKUP(F12114,Konditionen!$B:$G,6,0))","v":94.6}]
["Lindab Comfort Luftauslässe","LTD25","LTD2511200S1D1","Schlitzdurchl.  LTD-25-1-1200-S1-D1","Profil RAL9010, Lamellen RAL9010",70,132.75,{"$f":"G12132*(1-VLOOKUP(F12132,Konditionen!$B:$G,6,0))","v":132.75}]
["Lindab Comfort Luftauslässe","LTD25","LTD2511550S1D1","Schlitzdurchl.  LTD-25-1-1550-S1-D1","Profil RAL9010, Lamellen RAL9010",70,161.1,{"$f":"G12139*(1-VLOOKUP(F12139,Konditionen!$B:$G,6,0))","v":161.1}]
["Lindab Comfort Luftauslässe","LTD25","LTD252800S1D1","Schlitzdurchlass LTD-25-2-800-S1-D1","Profil RAL9010, Lamellen RAL9010",70,137.4,{"$f":"G12159*(1-VLOOKUP(F12159,Konditionen!$B:$G,6,0))","v":137.4}]
["Lindab Comfort Luftauslässe","LTD25","LTD252900S1D1","Schlitzdurchlass LTD-25-2-900-S1-D1","Profil RAL9010, Lamellen RAL9010",70,148.15,{"$f":"G12161*(1-VLOOKUP(F12161,Konditionen!$B:$G,6,0))","v":148.15}]
["Lindab Comfort Luftauslässe","LTD25","LTD2521950S1D1","Schlitzdurchl.  LTD-25-2-1950-S1-D1","Profil RAL9010, Lamellen RAL9010",70,233.3,{"$f":"G12182*(1-VLOOKUP(F12182,Konditionen!$B:$G,6,0))","v":233.3}]
["Lindab Comfort Luftauslässe","LTD25","LTD253900S1D1","Schlitzdurchlass LTD-25-3-900-S1-D1","Profil RAL9010, Lamellen RAL9010",70,180.25,{"$f":"G12196*(1-VLOOKUP(F12196,Konditionen!$B:$G,6,0))","v":180.25}]
["Lindab Comfort Luftauslässe","LTD25","LTD2531250S1D1","Schlitzdurchl.  LTD-25-3-1250-S1-D1","Profil RAL9010, Lamellen RAL9010",70,209.1,{"$f":"G12203*(1-VLOOKUP(F12203,Konditionen!$B:$G,6,0))","v":209.1}]
["Lindab Comfort Luftauslässe","LTD25","LTD2531850S1D1","Schlitzdurchl.  LTD-25-3-1850-S1-D1","Profil RAL9010, Lamellen RAL9010",70,281.2,{"$f":"G12215*(1-VLOOKUP(F12215,Konditionen!$B:$G,6,0))","v":281.2}]
["Lindab Comfort Luftauslässe","LTD25","LTD254600S1D1","Schlitzdurchlass LTD-25-4-600-S1-D1","Profil RAL9010, Lamellen RAL9010",70,177.9,{"$f":"G12225*(1-VLOOKUP(F12225,Konditionen!$B:$G,6,0))","v":177.9}]
["Lindab Comfort Luftauslässe","LTD25","LTD2541250S1D1","Schlitzdurchl.  LTD-25-4-1250-S1-D1","Profil RAL9010, Lamellen RAL9010",70,254.3,{"$f":"G12238*(1-VLOOKUP(F12238,Konditionen!$B:$G,6,0))","v":254.3}]
["Lindab Comfort Luftauslässe","LTD25","LTD2541900S1D1","Schlitzdurchl.  LTD-25-4-1900-S1-D1","Profil RAL9010, Lamellen RAL9010",70,347.35,{"$f":"G12251*(1-VLOOKUP(F12251,Konditionen!$B:$G,6,0))","v":347.35}]
["Lindab Comfort Luftauslässe","LTD25","LTD255950S1D1","Schlitzdurchlass LTD-25-5-950-S1-D1","Profil RAL9010, Lamellen RAL9010",70,255.55,{"$f":"G12267*(1-VLOOKUP(F12267,Konditionen!$B:$G,6,0))","v":255.55}]
["Lindab Comfort Luftauslässe","LTD25","LTD2551750S1D1","Schlitzdurchl.  LTD-25-5-1750-S1-D1","Profil RAL9010, Lamellen RAL9010",70,383.7,{"$f":"G12283*(1-VLOOKUP(F12283,Konditionen!$B:$G,6,0))","v":383.7}]
["Lindab Comfort Luftauslässe","LTD25","LTD256300S1D1","Schlitzdurchlass LTD-25-6-300-S1-D1","Profil RAL9010, Lamellen RAL9010",70,181.6,{"$f":"G12289*(1-VLOOKUP(F12289,Konditionen!$B:$G,6,0))","v":181.6}]
["Lindab Comfort Luftauslässe","LTD25","LTD2561150S1D1","Schlitzdurchl.  LTD-25-6-1150-S1-D1","Profil RAL9010, Lamellen RAL9010",70,319,{"$f":"G12306*(1-VLOOKUP(F12306,Konditionen!$B:$G,6,0))","v":319}]
["Lindab Comfort Luftauslässe","LTD25","LTD2561600S1D1","Schlitzdurchl.  LTD-25-6-1600-S1-D1","Profil RAL9010, Lamellen RAL9010",70,413.45,{"$f":"G12315*(1-VLOOKUP(F12315,Konditionen!$B:$G,6,0))","v":413.45}]
["Lindab Comfort Luftauslässe","GBC","GBC251550","Anschlusskasten LTD   GB-C-25-1-550","1-Spaltig, Länge 550 mm, Zuluft",70,159.4,{"$f":"G12329*(1-VLOOKUP(F12329,Konditionen!$B:$G,6,0))","v":159.4}]
["Lindab Comfort Luftauslässe","GBC","GBC251950","Anschlusskasten LTD   GB-C-25-1-950","1-Spaltig, Länge 950 mm, Zuluft",70,203.95,{"$f":"G12337*(1-VLOOKUP(F12337,Konditionen!$B:$G,6,0))","v":203.95}]
["Lindab Comfort Luftauslässe","GBC","GBC2511950","Anschlusskasten LTD  GB-C-25-1-1950","1-Spaltig, Länge 1950 mm, Zuluft",70,334.25,{"$f":"G12357*(1-VLOOKUP(F12357,Konditionen!$B:$G,6,0))","v":334.25}]
["Lindab Comfort Luftauslässe","GBC","GBC252450","Anschlusskasten LTD   GB-C-25-2-450","2-Spaltig, Länge 450 mm, Zuluft",70,148.9,{"$f":"G12362*(1-VLOOKUP(F12362,Konditionen!$B:$G,6,0))","v":148.9}]
["Lindab Comfort Luftauslässe","GBC","GBC2521300","Anschlusskasten LTD  GB-C-25-2-1300","2-Spaltig, Länge 1300 mm, Zuluft",70,269.7,{"$f":"G12379*(1-VLOOKUP(F12379,Konditionen!$B:$G,6,0))","v":269.7}]
["Lindab Comfort Luftauslässe","GBC","GBC253450","Anschlusskasten LTD   GB-C-25-3-450","3-Spaltig, Länge 450 mm, Zuluft",70,164.5,{"$f":"G12397*(1-VLOOKUP(F12397,Konditionen!$B:$G,6,0))","v":164.5}]
["Lindab Comfort Luftauslässe","GBC","GBC253650","Anschlusskasten LTD   GB-C-25-3-650","3-Spaltig, Länge 650 mm, Zuluft",70,179,{"$f":"G12401*(1-VLOOKUP(F12401,Konditionen!$B:$G,6,0))","v":179}]
["Lindab Comfort Luftauslässe","GBC","GBC2531650","Anschlusskasten LTD  GB-C-25-3-1650","3-Spaltig, Länge 1650 mm, Zuluft",70,348.5,{"$f":"G12421*(1-VLOOKUP(F12421,Konditionen!$B:$G,6,0))","v":348.5}]
["Lindab Comfort Luftauslässe","GBC","GBC254350","Anschlusskasten LTD   GB-C-25-4-350","4-Spaltig, Länge 350 mm, Zuluft",70,177.15,{"$f":"G12430*(1-VLOOKUP(F12430,Konditionen!$B:$G,6,0))","v":177.15}]
["Lindab Comfort Luftauslässe","GBC","GBC2541000","Anschlusskasten LTD  GB-C-25-4-1000","4-Spaltig, Länge 1000 mm, Zuluft",70,266.2,{"$f":"G12443*(1-VLOOKUP(F12443,Konditionen!$B:$G,6,0))","v":266.2}]
["Lindab Comfort Luftauslässe","GBC","GBC2541500","Anschlusskasten LTD  GB-C-25-4-1500","4-Spaltig, Länge 1500 mm, Zuluft",70,390.85,{"$f":"G12453*(1-VLOOKUP(F12453,Konditionen!$B:$G,6,0))","v":390.85}]
["Lindab Comfort Luftauslässe","GBC","GBC255350","Anschlusskasten LTD   GB-C-25-5-350","5-Spaltig, Länge 350 mm, Zuluft",70,182.6,{"$f":"G12465*(1-VLOOKUP(F12465,Konditionen!$B:$G,6,0))","v":182.6}]
["Lindab Comfort Luftauslässe","GBC","GBC2551350","Anschlusskasten LTD  GB-C-25-5-1350","5-Spaltig, Länge 1350 mm, Zuluft",70,387.35,{"$f":"G12485*(1-VLOOKUP(F12485,Konditionen!$B:$G,6,0))","v":387.35}]
["Lindab Comfort Luftauslässe","GBC","GBC2552000","Anschlusskasten LTD  GB-C-25-5-2000","5-Spaltig, Länge 2000 mm, Zuluft",70,457.55,{"$f":"G12498*(1-VLOOKUP(F12498,Konditionen!$B:$G,6,0))","v":457.55}]
["Lindab Comfort Luftauslässe","GBC","GBC256700","Anschlusskasten LTD   GB-C-25-6-700","6-Spaltig, Länge 700 mm, Zuluft",70,246.95,{"$f":"G12507*(1-VLOOKUP(F12507,Konditionen!$B:$G,6,0))","v":246.95}]
["Lindab Comfort Luftauslässe","GBC","GBC2561200","Anschlusskasten LTD  GB-C-25-6-1200","6-Spaltig, Länge 1200 mm, Zuluft",70,376.85,{"$f":"G12517*(1-VLOOKUP(F12517,Konditionen!$B:$G,6,0))","v":376.85}]
["Lindab Comfort Luftauslässe","GBC","GBC2561800","Anschlusskasten LTD  GB-C-25-6-1800","6-Spaltig, Länge 1800 mm, Zuluft",70,450.45,{"$f":"G12529*(1-VLOOKUP(F12529,Konditionen!$B:$G,6,0))","v":450.45}]
["Lindab Comfort Luftauslässe","GBE","GBE2511050","Anschlusskasten LTD  GB-E-25-1-1050","1-Spaltig, Länge 1050 mm, Abluft",70,215.2,{"$f":"G12549*(1-VLOOKUP(F12549,Konditionen!$B:$G,6,0))","v":215.2}]
["Lindab Comfort Luftauslässe","GBE","GBE2511300","Anschlusskasten LTD  GB-E-25-1-1300","1-Spaltig, Länge 1300 mm, Abluft",70,280.55,{"$f":"G12554*(1-VLOOKUP(F12554,Konditionen!$B:$G,6,0))","v":280.55}]
["Lindab Comfort Luftauslässe","GBE","GBE252400","Anschlusskasten LTD   GB-E-25-2-400","2-Spaltig, Länge 400 mm, Abluft",70,145.75,{"$f":"G12571*(1-VLOOKUP(F12571,Konditionen!$B:$G,6,0))","v":145.75}]
["Lindab Comfort Luftauslässe","GBE","GBE2521100","Anschlusskasten LTD  GB-E-25-2-1100","2-Spaltig, Länge 1100 mm, Abluft",70,212,{"$f":"G12585*(1-VLOOKUP(F12585,Konditionen!$B:$G,6,0))","v":212}]
["Lindab Comfort Luftauslässe","GBE","GBE2521500","Anschlusskasten LTD  GB-E-25-2-1500","2-Spaltig, Länge 1500 mm, Abluft",70,282.64999999999998,{"$f":"G12593*(1-VLOOKUP(F12593,Konditionen!$B:$G,6,0))","v":282.64999999999998}]
["Lindab Comfort Luftauslässe","GBE","GBE253500","Anschlusskasten LTD   GB-E-25-3-500","3-Spaltig, Länge 500 mm, Abluft",70,168,{"$f":"G12608*(1-VLOOKUP(F12608,Konditionen!$B:$G,6,0))","v":168}]
["Lindab Comfort Luftauslässe","GBE","GBE2531050","Anschlusskasten LTD  GB-E-25-3-1050","3-Spaltig, Länge 1050 mm, Abluft",70,217.25,{"$f":"G12619*(1-VLOOKUP(F12619,Konditionen!$B:$G,6,0))","v":217.25}]
["Lindab Comfort Luftauslässe","GBE","GBE2531850","Anschlusskasten LTD  GB-E-25-3-1850","3-Spaltig, Länge 1850 mm, Abluft",70,363.75,{"$f":"G12635*(1-VLOOKUP(F12635,Konditionen!$B:$G,6,0))","v":363.75}]
["Lindab Comfort Luftauslässe","GBE","GBE254400","Anschlusskasten LTD   GB-E-25-4-400","4-Spaltig, Länge 400 mm, Abluft",70,181.15,{"$f":"G12641*(1-VLOOKUP(F12641,Konditionen!$B:$G,6,0))","v":181.15}]
["Lindab Comfort Luftauslässe","GBE","GBE2541200","Anschlusskasten LTD  GB-E-25-4-1200","4-Spaltig, Länge 1200 mm, Abluft",70,357.95,{"$f":"G12657*(1-VLOOKUP(F12657,Konditionen!$B:$G,6,0))","v":357.95}]
["Lindab Comfort Luftauslässe","GBE","GBE2541550","Anschlusskasten LTD  GB-E-25-4-1550","4-Spaltig, Länge 1550 mm, Abluft",70,396.25,{"$f":"G12664*(1-VLOOKUP(F12664,Konditionen!$B:$G,6,0))","v":396.25}]
["Lindab Comfort Luftauslässe","GBE","GBE255750","Anschlusskasten LTD   GB-E-25-5-750","5-Spaltig, Länge 750 mm, Abluft",70,250.95,{"$f":"G12683*(1-VLOOKUP(F12683,Konditionen!$B:$G,6,0))","v":250.95}]
["Lindab Comfort Luftauslässe","GBE","GBE2551550","Anschlusskasten LTD  GB-E-25-5-1550","5-Spaltig, Länge 1550 mm, Abluft",70,407.1,{"$f":"G12699*(1-VLOOKUP(F12699,Konditionen!$B:$G,6,0))","v":407.1}]
["Lindab Comfort Luftauslässe","GBE","GBE256300","Anschlusskasten LTD   GB-E-25-6-300","6-Spaltig, Länge 300 mm, Abluft",70,183,{"$f":"G12709*(1-VLOOKUP(F12709,Konditionen!$B:$G,6,0))","v":183}]
["Lindab Comfort Luftauslässe","GBE","GBE256900","Anschlusskasten LTD   GB-E-25-6-900","6-Spaltig, Länge 900 mm, Abluft",70,273.2,{"$f":"G12721*(1-VLOOKUP(F12721,Konditionen!$B:$G,6,0))","v":273.2}]
["Lindab Comfort Luftauslässe","GBE","GBE2561450","Anschlusskasten LTD  GB-E-25-6-1450","6-Spaltig, Länge 1450 mm, Abluft",70,407.25,{"$f":"G12732*(1-VLOOKUP(F12732,Konditionen!$B:$G,6,0))","v":407.25}]
["Lindab Comfort Luftauslässe","CAZ","CAZ125","Drosseleinheit              CAZ-125","Zubehör für CRL",70,60.2,{"$f":"G12747*(1-VLOOKUP(F12747,Konditionen!$B:$G,6,0))","v":60.2}]
["Lindab Comfort Luftauslässe","DAZ","DAZ315","Luftlenkblech               DAZ-315","Satz bestehend aus 3 STK",70,48.5,{"$f":"G12763*(1-VLOOKUP(F12763,Konditionen!$B:$G,6,0))","v":48.5}]
["Lindab Comfort Luftauslässe","DCZ","DCZ100","Montagesatz                 DCZ-100","für Montage ohne Kasten MBB nötig",70,22.1,{"$f":"G12765*(1-VLOOKUP(F12765,Konditionen!$B:$G,6,0))","v":22.1}]
["Lindab Comfort Luftauslässe","DRZ","DRZ400","Regulierklappe              DRZ-400","",70,42.55,{"$f":"G12789*(1-VLOOKUP(F12789,Konditionen!$B:$G,6,0))","v":42.55}]
["Lindab Comfort Luftauslässe","GS23H","GS23H-E-2-315-21","Deckendurchlass   GS23-H-E-2-315-21","Rasterlamell., Abluft, Mess/Drossel",70,672.6,{"$f":"G12800*(1-VLOOKUP(F12800,Konditionen!$B:$G,6,0))","v":672.6}]
["Lindab Comfort Luftauslässe","LCA","LCA400","Deckenauslaß rund           LCA-400","ohne Zubehör(DAZ,DDZ,DRZ sep.best.)",70,408.7,{"$f":"G12811*(1-VLOOKUP(F12811,Konditionen!$B:$G,6,0))","v":408.7}]
["Lindab Comfort Luftauslässe","LKA","LKA160","Deckenauslaß quadratisch    LKA-160","ohne Zubehör(DAZ,DKZ,DRZ sep.best.)",70,217.3,{"$f":"G12823*(1-VLOOKUP(F12823,Konditionen!$B:$G,6,0))","v":217.3}]
["Lindab Comfort Luftauslässe","LM","LM21","Modulplatte            LM21-bbbxccc","(bbb=Durchlasstyp???,ccc=Größe???)",70,164.05,{"$f":"G12833*(1-VLOOKUP(F12833,Konditionen!$B:$G,6,0))","v":164.05}]
["Lindab Comfort Luftauslässe","MBB","MBB-125-125-E","Anschlußkasten        MBB-125-125-E","Meß-/Drosseleinheit f. Abluft",70,214,{"$f":"G12840*(1-VLOOKUP(F12840,Konditionen!$B:$G,6,0))","v":214}]
["Lindab Comfort Luftauslässe","MBB","MBB-200-315-E","Anschlußkasten        MBB-200-315-E","Meß-/Drosseleinheit f. Abluft",70,334.5,{"$f":"G12856*(1-VLOOKUP(F12856,Konditionen!$B:$G,6,0))","v":334.5}]
["Lindab Comfort Luftauslässe","MDR","MDR300","Luftverteiler               MDR-300","Satz bestehend aus 4 Stück",70,109.45,{"$f":"G12875*(1-VLOOKUP(F12875,Konditionen!$B:$G,6,0))","v":109.45}]
["Lindab Comfort Luftauslässe","NC19","NC19125","Runder Düsendurchlass      NC19-125","Stutzen vertikal DN125, RAL 9010",70,491.15,{"$f":"G12879*(1-VLOOKUP(F12879,Konditionen!$B:$G,6,0))","v":491.15}]
["Lindab Comfort Luftauslässe","PCA","PCA200","Deckenauslaß rund perf.     PCA-200","ohne Zubehör(DAZ/DDZ/DRZ sep.best.)",70,272.60000000000002,{"$f":"G12897*(1-VLOOKUP(F12897,Konditionen!$B:$G,6,0))","v":272.60000000000002}]
["Lindab Comfort Luftauslässe","PC6","PC6E125","Runder Deckendurchlass    PC6-E-125","Stutzen vertikal DN125, RAL 9010",70,371.4,{"$f":"G12904*(1-VLOOKUP(F12904,Konditionen!$B:$G,6,0))","v":371.4}]
["Lindab Comfort Luftauslässe","PKY","PKY500","Frontplatte perforiert    PKY-500","Perforierungsmuster quadratisch",70,191.75,{"$f":"G12924*(1-VLOOKUP(F12924,Konditionen!$B:$G,6,0))","v":191.75}]
["Lindab Comfort Luftauslässe","PS1V","PS1V-E-0-200-21","Deckendurchlass    PS1-V-E-0-200-21","perf. Frontplatte, Abluft, RAL9010",70,303.35000000000002,{"$f":"G12939*(1-VLOOKUP(F12939,Konditionen!$B:$G,6,0))","v":303.35000000000002}]
["Lindab Comfort Luftauslässe","PS1V","PS1V-L-0-250-21","Deckendurchlass    PS1-V-L-0-250-21","perforierte Frontplatte, RAL9010",70,369.4,{"$f":"G12943*(1-VLOOKUP(F12943,Konditionen!$B:$G,6,0))","v":369.4}]
["Lindab Comfort Luftauslässe","RCG","RCG315","Runder Drallauslaß          RCG-315","Anschluß vertikal, Einbautraverse",70,398.25,{"$f":"G12961*(1-VLOOKUP(F12961,Konditionen!$B:$G,6,0))","v":398.25}]
["Lindab Comfort Luftauslässe","RC15","RC15E200","Dralldurchlass rund      RC15-E-200","Stutzen vertikal DN200, Abluft",70,464.65,{"$f":"G12968*(1-VLOOKUP(F12968,Konditionen!$B:$G,6,0))","v":464.65}]
["Lindab Comfort Luftauslässe","RS14H","RS14H-S-2-125-21","Dralldurchlass    RS14-H-S-2-125-21","feste Lamell., Zuluft, Mess/Drossel",70,364.45,{"$f":"G12980*(1-VLOOKUP(F12980,Konditionen!$B:$G,6,0))","v":364.45}]
["Lindab Comfort Luftauslässe","RS15V","RS15V-E-0-315-21","Dralldurchlass    RS15-V-E-0-315-21","ohne Lamellen, Abluft",70,532.4,{"$f":"G13003*(1-VLOOKUP(F13003,Konditionen!$B:$G,6,0))","v":532.4}]
["Lindab Comfort Luftauslässe","RS16V","RS16V-E-0-315-21","Dralldurchlass    RS16-V-E-0-315-21","ohne Lamellen, Abluft",70,525.85,{"$f":"G13011*(1-VLOOKUP(F13011,Konditionen!$B:$G,6,0))","v":525.85}]
["Lindab Comfort Luftauslässe","RGS","RGS01025150","Rohreinbaugitter  RGS-0  1025 X 150","Stahl verzinkt",70,159.30000000000001,{"$f":"G13025*(1-VLOOKUP(F13025,Konditionen!$B:$G,6,0))","v":159.30000000000001}]
["Lindab Comfort Luftauslässe","RGS","RGS0325225","Rohreinbaugitter  RGS-0   325 X 225","Stahl verzinkt",70,68.8,{"$f":"G13034*(1-VLOOKUP(F13034,Konditionen!$B:$G,6,0))","v":68.8}]
["Lindab Comfort Luftauslässe","RGS","RGS082575","Rohreinbaugitter  RGS-0   825 X  75","Stahl verzinkt",70,130.5,{"$f":"G13051*(1-VLOOKUP(F13051,Konditionen!$B:$G,6,0))","v":130.5}]
["Lindab Comfort Luftauslässe","RGS","RGS11025225","Rohreinbaugitter  RGS-1  1025 X 225","mit Gleichrichtersatz, Stahl verz.",70,226.1,{"$f":"G13054*(1-VLOOKUP(F13054,Konditionen!$B:$G,6,0))","v":226.1}]
["Lindab Comfort Luftauslässe","RGS","RGS142575","Rohreinbaugitter  RGS-1   425 X  75","mit Gleichrichtersatz, Stahl verz.",70,75.400000000000006,{"$f":"G13067*(1-VLOOKUP(F13067,Konditionen!$B:$G,6,0))","v":75.400000000000006}]
["Lindab Comfort Luftauslässe","RGS","RGS2325150","Rohreinbaugitter  RGS-2   325 X 150","mit Schöpfzunge, Stahl verz.",70,102.5,{"$f":"G13089*(1-VLOOKUP(F13089,Konditionen!$B:$G,6,0))","v":102.5}]
["Lindab Comfort Luftauslässe","RGS","RGS2625225","Rohreinbaugitter  RGS-2   625 X 225","mit Schöpfzunge, Stahl verz.",70,166.7,{"$f":"G13102*(1-VLOOKUP(F13102,Konditionen!$B:$G,6,0))","v":166.7}]
["Lindab Comfort Luftauslässe","RGS","RGS3122575","Rohreinbaugitter  RGS-3  1225 X  75","mit Gleichrichters. u. Schöpfzunge",70,224.5,{"$f":"G13115*(1-VLOOKUP(F13115,Konditionen!$B:$G,6,0))","v":224.5}]
["Lindab Comfort Luftauslässe","RGS","RGS3325225","Rohreinbaugitter  RGS-3   325 X 225","mit Gleichrichters. u. Schöpfzunge",70,134.1,{"$f":"G13118*(1-VLOOKUP(F13118,Konditionen!$B:$G,6,0))","v":134.1}]
["Lindab Comfort Luftauslässe","RGS","RGS382575","Rohreinbaugitter  RGS-3   825 X  75","mit Gleichrichters. u. Schöpfzunge",70,174.3,{"$f":"G13135*(1-VLOOKUP(F13135,Konditionen!$B:$G,6,0))","v":174.3}]
["Lindab Comfort Luftauslässe","RGS","RGS4525150","Rohreinbaugitter  RGS-4   525 X 150","mit geradem Schlitzschieber",70,146.19999999999999,{"$f":"G13153*(1-VLOOKUP(F13153,Konditionen!$B:$G,6,0))","v":146.19999999999999}]
["Lindab Comfort Luftauslässe","RGS","RGS4625225","Rohreinbaugitter  RGS-4   625 X 225","mit geradem Schlitzschieber",70,188.25,{"$f":"G13158*(1-VLOOKUP(F13158,Konditionen!$B:$G,6,0))","v":188.25}]
["Lindab Comfort Luftauslässe","RGS","RGS642575","Rohreinbaugitter  RGS-6   425 X  75","mit schrägem Schlitzschieber",70,123.55,{"$f":"G13179*(1-VLOOKUP(F13179,Konditionen!$B:$G,6,0))","v":123.55}]
["Lindab Comfort Luftauslässe","RGS","RGS6525225","Rohreinbaugitter  RGS-6   525 X 225","mit schrägem Schlitzschieber",70,174.3,{"$f":"G13182*(1-VLOOKUP(F13182,Konditionen!$B:$G,6,0))","v":174.3}]
["Lindab Comfort Luftauslässe","RGS","RGS732575","Rohreinbaugitter  RGS-7   325 X  75","mit Gleichrichter/schr. Schieber",70,110.65,{"$f":"G13203*(1-VLOOKUP(F13203,Konditionen!$B:$G,6,0))","v":110.65}]
["Lindab Comfort Luftauslässe","RGS","RGS7525125","Rohreinbaugitter  RGS-7   525 X 125","mit Gleichrichter/schr. Schieber",70,155.5,{"$f":"G13208*(1-VLOOKUP(F13208,Konditionen!$B:$G,6,0))","v":155.5}]
["Lindab Comfort Luftauslässe","RGZ","RGZ2325125","Schlitzschieber   RGZ-2   325 X 125","schräge, für Rohreinbaugitter RGS",70,61.5,{"$f":"G13226*(1-VLOOKUP(F13226,Konditionen!$B:$G,6,0))","v":61.5}]
["Lindab Comfort Luftauslässe","RGZ","RGZ2825125","Schlitzschieber   RGZ-2   825 X 125","schräge, für Rohreinbaugitter RGS",70,94,{"$f":"G13230*(1-VLOOKUP(F13230,Konditionen!$B:$G,6,0))","v":94}]
["Lindab Comfort Luftauslässe","RGS","RGSFP325150","Rohreinbaugitter  RGSFP  325 X 150","Stahl verzinkt",70,66.05,{"$f":"G13246*(1-VLOOKUP(F13246,Konditionen!$B:$G,6,0))","v":66.05}]
["Lindab Comfort Luftauslässe","RGS","RGSFP1225225","Rohreinbaugitter  RGSFP  1225 X 225","Stahl verzinkt",70,191.75,{"$f":"G13259*(1-VLOOKUP(F13259,Konditionen!$B:$G,6,0))","v":191.75}]
["Lindab Comfort Luftauslässe","YGC","YGC315","Rundes Wetterschutzgitter YGC 315","(alte Bezeichnung USAV)",70,187.25,{"$f":"G13272*(1-VLOOKUP(F13272,Konditionen!$B:$G,6,0))","v":187.25}]
["Lindab Comfort Luftauslässe","F50","F50-500-RAL9010","Rundes Abluftgitter Alu     F50-500","Rasterlamellen, RAL9010",70,261.55,{"$f":"G13282*(1-VLOOKUP(F13282,Konditionen!$B:$G,6,0))","v":261.55}]
["Lindab Comfort Luftauslässe","F51","F51-125-RAL9010","Rundes Abluftgitter Alu     F51-125","Rasterlamellen, RAL9010",70,88.05,{"$f":"G13294*(1-VLOOKUP(F13294,Konditionen!$B:$G,6,0))","v":88.05}]
["Lindab Comfort Luftauslässe","KI","KI200","Zuluftventil     KI           200","VPE = 8 Stk. - EP = 14,49 Euro/Stk",70,21.3,{"$f":"G13317*(1-VLOOKUP(F13317,Konditionen!$B:$G,6,0))","v":21.3}]
["Lindab Comfort Luftauslässe","OPF","OPF200","Abluftventil  OPF              200","Kunststoff mit Montagering",70,27.15,{"$f":"G13329*(1-VLOOKUP(F13329,Konditionen!$B:$G,6,0))","v":27.15}]
["Lindab Comfort Luftauslässe","VAK","VAK","Ventil-Einstell-Set             VAK","zur Einregulierung der Ventile",70,36.35,{"$f":"G13336*(1-VLOOKUP(F13336,Konditionen!$B:$G,6,0))","v":36.35}]
["Lindab Comfort Luftauslässe","VRGU","VRGU125","Montagering VRGU  125","mit Doppellippendichtung",70,7.35,{"$f":"G13350*(1-VLOOKUP(F13350,Konditionen!$B:$G,6,0))","v":7.35}]
["Lindab Comfort Luftauslässe","VS-5","VS-5/V/R-315","Weitwurfdüse         VS-5/V/R-315mm","mit Schraubbefestigung      RAL9010",70,595.65,{"$f":"G13358*(1-VLOOKUP(F13358,Konditionen!$B:$G,6,0))","v":595.65}]
["Lindab Comfort Luftauslässe","KZSM","KZSM2","Anschlußkasten KZSM 2 - 390x310/198","OD8/K1-400/16-500/16-600/16-625/16",70,92.9,{"$f":"G13369*(1-VLOOKUP(F13369,Konditionen!$B:$G,6,0))","v":92.9}]
["Lindab Comfort Luftauslässe","OD8K1Z","OD8K1Z50016","Dralldurchlass     OD-8/K1/Z/500/16","RAL 9010, Zuluft, schwarze Lamellen",70,52.75,{"$f":"G13393*(1-VLOOKUP(F13393,Konditionen!$B:$G,6,0))","v":52.75}]
["Lindab Comfort Luftauslässe","KZSM","KZSM1A","Anschlußkasten KZSM 1A 325x270/158","für KD-1A Gr. 3",70,81.349999999999994,{"$f":"G13400*(1-VLOOKUP(F13400,Konditionen!$B:$G,6,0))","v":81.349999999999994}]
["Lindab Comfort Luftauslässe","AD11V","AD11V825125ELOX","Gitter Aluminium   AD11-V-825x125mm","sicht. Schraubbef., natureloxiert",70,74.3,{"$f":"G13418*(1-VLOOKUP(F13418,Konditionen!$B:$G,6,0))","v":74.3}]
["Lindab Comfort Luftauslässe","AD11V","AD11V325225ELOX","Gitter Aluminium   AD11-V-325x225mm","sicht. Schraubbef., natureloxiert",70,47.35,{"$f":"G13422*(1-VLOOKUP(F13422,Konditionen!$B:$G,6,0))","v":47.35}]
["Lindab Comfort Luftauslässe","AD11V","AD11V225425ELOX","Gitter Aluminium   AD11-V-225x425mm","sicht. Schraubbef., natureloxiert",70,58.35,{"$f":"G13437*(1-VLOOKUP(F13437,Konditionen!$B:$G,6,0))","v":58.35}]
["Lindab Comfort Luftauslässe","AD11V","AD11V1225425ELOX","Gitter Aluminium  AD11-V-1225x425mm","sicht. Schraubbef., natureloxiert",70,182.1,{"$f":"G13444*(1-VLOOKUP(F13444,Konditionen!$B:$G,6,0))","v":182.1}]
["Lindab Comfort Luftauslässe","AD12V","AD12V525125ELOX","Gitter Aluminium   AD12-V-525x125mm","sicht. Schraubbef., natureloxiert",70,56.3,{"$f":"G13464*(1-VLOOKUP(F13464,Konditionen!$B:$G,6,0))","v":56.3}]
["Lindab Comfort Luftauslässe","AD12V","AD12V325225ELOX","Gitter Aluminium   AD12-V-325x225mm","sicht. Schraubbef., natureloxiert",70,49.85,{"$f":"G13470*(1-VLOOKUP(F13470,Konditionen!$B:$G,6,0))","v":49.85}]
["Lindab Comfort Luftauslässe","AD12V","AD12V325425ELOX","Gitter Aluminium   AD12-V-325x425mm","sicht. Schraubbef., natureloxiert",70,65.45,{"$f":"G13486*(1-VLOOKUP(F13486,Konditionen!$B:$G,6,0))","v":65.45}]
["Lindab Comfort Luftauslässe","AD21V","AD21V62575ELOX","Gitter Aluminium    AD21-V-625x75mm","sicht. Schraubbef., natureloxiert",70,79.05,{"$f":"G13505*(1-VLOOKUP(F13505,Konditionen!$B:$G,6,0))","v":79.05}]
["Lindab Comfort Luftauslässe","AD21V","AD21V122575ELOX","Gitter Aluminium   AD21-V-1225x75mm","sicht. Schraubbef., natureloxiert",70,137.4,{"$f":"G13508*(1-VLOOKUP(F13508,Konditionen!$B:$G,6,0))","v":137.4}]
["Lindab Comfort Luftauslässe","AD21V","AD21V525325ELOX","Gitter Aluminium   AD21-V-525x325mm","sicht. Schraubbef., natureloxiert",70,120.2,{"$f":"G13528*(1-VLOOKUP(F13528,Konditionen!$B:$G,6,0))","v":120.2}]
["Lindab Comfort Luftauslässe","AD21V","AD21V325425ELOX","Gitter Aluminium   AD21-V-325x425mm","sicht. Schraubbef., natureloxiert",70,103.9,{"$f":"G13534*(1-VLOOKUP(F13534,Konditionen!$B:$G,6,0))","v":103.9}]
["Lindab Comfort Luftauslässe","AD22V","AD22V32575ELOX","Gitter Aluminium    AD22-V-325x75mm","sicht. Schraubbef., natureloxiert",70,47.35,{"$f":"G13550*(1-VLOOKUP(F13550,Konditionen!$B:$G,6,0))","v":47.35}]
["Lindab Comfort Luftauslässe","AD22V","AD22V625125ELOX","Gitter Aluminium   AD22-V-625x125mm","sicht. Schraubbef., natureloxiert",70,93.3,{"$f":"G13561*(1-VLOOKUP(F13561,Konditionen!$B:$G,6,0))","v":93.3}]
["Lindab Comfort Luftauslässe","AD22V","AD22V1225225ELOX","Gitter Aluminium  AD22-V-1225x225mm","sicht. Schraubbef., natureloxiert",70,215.45,{"$f":"G13572*(1-VLOOKUP(F13572,Konditionen!$B:$G,6,0))","v":215.45}]
["Lindab Comfort Luftauslässe","AD22V","AD22V525425ELOX","Gitter Aluminium   AD22-V-525x425mm","sicht. Schraubbef., natureloxiert",70,144.80000000000001,{"$f":"G13584*(1-VLOOKUP(F13584,Konditionen!$B:$G,6,0))","v":144.80000000000001}]
["Lindab Comfort Luftauslässe","AD11V","AD11V325759010","Gitter Aluminium    AD11-V-325x75mm","sicht. Schraubbefestigung, RAL9010",70,32.85,{"$f":"G13598*(1-VLOOKUP(F13598,Konditionen!$B:$G,6,0))","v":32.85}]
["Lindab Comfort Luftauslässe","AD11V","AD11V3252259010","Gitter Aluminium   AD11-V-325x225mm","sicht. Schraubbefestigung, RAL9010",70,47.35,{"$f":"G13614*(1-VLOOKUP(F13614,Konditionen!$B:$G,6,0))","v":47.35}]
["Lindab Comfort Luftauslässe","AD11V","AD11V2254259010","Gitter Aluminium   AD11-V-225x425mm","sicht. Schraubbefestigung, RAL9010",70,58.35,{"$f":"G13629*(1-VLOOKUP(F13629,Konditionen!$B:$G,6,0))","v":58.35}]
["Lindab Comfort Luftauslässe","AD11V","AD11V5255259010","Gitter Aluminium   AD11-V-525x525mm","sicht. Schraubbefestigung, RAL9010",70,101.55,{"$f":"G13640*(1-VLOOKUP(F13640,Konditionen!$B:$G,6,0))","v":101.55}]
["Lindab Comfort Luftauslässe","AD12V","AD12V1225759010","Gitter Aluminium   AD12-V-1225x75mm","sicht. Schraubbefestigung, RAL9010",70,100.65,{"$f":"G13652*(1-VLOOKUP(F13652,Konditionen!$B:$G,6,0))","v":100.65}]
["Lindab Comfort Luftauslässe","AD12V","AD12V3252259010","Gitter Aluminium   AD12-V-325x225mm","sicht. Schraubbefestigung, RAL9010",70,49.85,{"$f":"G13662*(1-VLOOKUP(F13662,Konditionen!$B:$G,6,0))","v":49.85}]
["Lindab Comfort Luftauslässe","AD12V","AD12V3254259010","Gitter Aluminium   AD12-V-325x425mm","sicht. Schraubbefestigung, RAL9010",70,65.45,{"$f":"G13678*(1-VLOOKUP(F13678,Konditionen!$B:$G,6,0))","v":65.45}]
["Lindab Comfort Luftauslässe","AD12V","AD12V2255259010","Gitter Aluminium   AD12-V-225x525mm","sicht. Schraubbefestigung, RAL9010",70,59.8,{"$f":"G13685*(1-VLOOKUP(F13685,Konditionen!$B:$G,6,0))","v":59.8}]
["Lindab Comfort Luftauslässe","AD21V","AD21V5251259010","Gitter Aluminium   AD21-V-525x125mm","sicht. Schraubbefestigung, RAL9010",70,74.900000000000006,{"$f":"G13704*(1-VLOOKUP(F13704,Konditionen!$B:$G,6,0))","v":74.900000000000006}]
["Lindab Comfort Luftauslässe","AD21V","AD21V5253259010","Gitter Aluminium   AD21-V-525x325mm","sicht. Schraubbefestigung, RAL9010",70,120.2,{"$f":"G13720*(1-VLOOKUP(F13720,Konditionen!$B:$G,6,0))","v":120.2}]
["Lindab Comfort Luftauslässe","AD21V","AD21V3254259010","Gitter Aluminium   AD21-V-325x425mm","sicht. Schraubbefestigung, RAL9010",70,103.9,{"$f":"G13726*(1-VLOOKUP(F13726,Konditionen!$B:$G,6,0))","v":103.9}]
["Lindab Comfort Luftauslässe","AD22V","AD22V825759010","Gitter Aluminium    AD22-V-825x75mm","sicht. Schraubbefestigung, RAL9010",70,99.8,{"$f":"G13746*(1-VLOOKUP(F13746,Konditionen!$B:$G,6,0))","v":99.8}]
["Lindab Comfort Luftauslässe","AD22V","AD22V6251259010","Gitter Aluminium   AD22-V-625x125mm","sicht. Schraubbefestigung, RAL9010",70,93.3,{"$f":"G13753*(1-VLOOKUP(F13753,Konditionen!$B:$G,6,0))","v":93.3}]
["Lindab Comfort Luftauslässe","AD22V","AD22V5253259010","Gitter Aluminium   AD22-V-525x325mm","sicht. Schraubbefestigung, RAL9010",70,120.2,{"$f":"G13768*(1-VLOOKUP(F13768,Konditionen!$B:$G,6,0))","v":120.2}]
["Lindab Comfort Luftauslässe","AD22V","AD22V5254259010","Gitter Aluminium   AD22-V-525x425mm","sicht. Schraubbefestigung, RAL9010",70,144.80000000000001,{"$f":"G13776*(1-VLOOKUP(F13776,Konditionen!$B:$G,6,0))","v":144.80000000000001}]
["Lindab Comfort Luftauslässe","AD11V","AD11V325759003","Gitter Aluminium    AD11-V-325x75mm","sicht. Schraubbefestigung, RAL9003",70,32.85,{"$f":"G13790*(1-VLOOKUP(F13790,Konditionen!$B:$G,6,0))","v":32.85}]
["Lindab Comfort Luftauslässe","AD11V","AD11V4252259003","Gitter Aluminium   AD11-V-425x225mm","sicht. Schraubbefestigung, RAL9003",70,53.95,{"$f":"G13807*(1-VLOOKUP(F13807,Konditionen!$B:$G,6,0))","v":53.95}]
["Lindab Comfort Luftauslässe","AD11V","AD11V12252259003","Gitter Aluminium  AD11-V-1225x225mm","sicht. Schraubbefestigung, RAL9003",70,121.15,{"$f":"G13812*(1-VLOOKUP(F13812,Konditionen!$B:$G,6,0))","v":121.15}]
["Lindab Comfort Luftauslässe","AD11V","AD11V5255259003","Gitter Aluminium   AD11-V-525x525mm","sicht. Schraubbefestigung, RAL9003",70,101.55,{"$f":"G13832*(1-VLOOKUP(F13832,Konditionen!$B:$G,6,0))","v":101.55}]
["Lindab Comfort Luftauslässe","AD12V","AD12V1225759003","Gitter Aluminium   AD12-V-1225x75mm","sicht. Schraubbefestigung, RAL9003",70,100.65,{"$f":"G13844*(1-VLOOKUP(F13844,Konditionen!$B:$G,6,0))","v":100.65}]
["Lindab Comfort Luftauslässe","AD12V","AD12V3252259003","Gitter Aluminium   AD12-V-325x225mm","sicht. Schraubbefestigung, RAL9003",70,49.85,{"$f":"G13854*(1-VLOOKUP(F13854,Konditionen!$B:$G,6,0))","v":49.85}]
["Lindab Comfort Luftauslässe","AD12V","AD12V4253259003","Gitter Aluminium   AD12-V-425x325mm","sicht. Schraubbefestigung, RAL9003",70,67.55,{"$f":"G13863*(1-VLOOKUP(F13863,Konditionen!$B:$G,6,0))","v":67.55}]
["Lindab Comfort Luftauslässe","AD12V","AD12V12254259003","Gitter Aluminium  AD12-V-1225x425mm","sicht. Schraubbefestigung, RAL9003",70,185,{"$f":"G13876*(1-VLOOKUP(F13876,Konditionen!$B:$G,6,0))","v":185}]
["Lindab Comfort Luftauslässe","AD21V","AD21V5251259003","Gitter Aluminium   AD21-V-525x125mm","sicht. Schraubbefestigung, RAL9003",70,74.900000000000006,{"$f":"G13896*(1-VLOOKUP(F13896,Konditionen!$B:$G,6,0))","v":74.900000000000006}]
["Lindab Comfort Luftauslässe","AD21V","AD21V12252259003","Gitter Aluminium  AD21-V-1225x225mm","sicht. Schraubbefestigung, RAL9003",70,215.45,{"$f":"G13908*(1-VLOOKUP(F13908,Konditionen!$B:$G,6,0))","v":215.45}]
["Lindab Comfort Luftauslässe","AD21V","AD21V3254259003","Gitter Aluminium   AD21-V-325x425mm","sicht. Schraubbefestigung, RAL9003",70,103.9,{"$f":"G13918*(1-VLOOKUP(F13918,Konditionen!$B:$G,6,0))","v":103.9}]
["Lindab Comfort Luftauslässe","AD21V","AD21V10255259003","Gitter Aluminium  AD21-V-1025x525mm","sicht. Schraubbefestigung, RAL9003",70,317.8,{"$f":"G13931*(1-VLOOKUP(F13931,Konditionen!$B:$G,6,0))","v":317.8}]
["Lindab Comfort Luftauslässe","AD22V","AD22V1225759003","Gitter Aluminium   AD22-V-1225x75mm","sicht. Schraubbefestigung, RAL9003",70,137.4,{"$f":"G13940*(1-VLOOKUP(F13940,Konditionen!$B:$G,6,0))","v":137.4}]
["Lindab Comfort Luftauslässe","AD22V","AD22V5253259003","Gitter Aluminium   AD22-V-525x325mm","sicht. Schraubbefestigung, RAL9003",70,120.2,{"$f":"G13960*(1-VLOOKUP(F13960,Konditionen!$B:$G,6,0))","v":120.2}]
["Lindab Comfort Luftauslässe","AD22V","AD22V12253259003","Gitter Aluminium  AD22-V-1225x325mm","sicht. Schraubbefestigung, RAL9003",70,269.05,{"$f":"G13964*(1-VLOOKUP(F13964,Konditionen!$B:$G,6,0))","v":269.05}]
["Lindab Comfort Luftauslässe","AD11C","AD11C32575ELOX","Gitter Aluminium    AD11-C-325x75mm","mit Klemmfedern, natureloxiert",70,32.85,{"$f":"G13982*(1-VLOOKUP(F13982,Konditionen!$B:$G,6,0))","v":32.85}]
["Lindab Comfort Luftauslässe","AD11C","AD11C102575ELOX","Gitter Aluminium   AD11-C-1025x75mm","mit Klemmfedern, natureloxiert",70,71.7,{"$f":"G13987*(1-VLOOKUP(F13987,Konditionen!$B:$G,6,0))","v":71.7}]
["Lindab Comfort Luftauslässe","AD11C","AD11C1225225ELOX","Gitter Aluminium  AD11-C-1225x225mm","mit Klemmfedern, natureloxiert",70,121.15,{"$f":"G14004*(1-VLOOKUP(F14004,Konditionen!$B:$G,6,0))","v":121.15}]
["Lindab Comfort Luftauslässe","AD11C","AD11C325525ELOX","Gitter Aluminium   AD11-C-325x525mm","mit Klemmfedern, natureloxiert",70,77.2,{"$f":"G14022*(1-VLOOKUP(F14022,Konditionen!$B:$G,6,0))","v":77.2}]
["Lindab Comfort Luftauslässe","AD12C","AD12C32575ELOX","Gitter Aluminium    AD12-C-325x75mm","mit Klemmfedern, natureloxiert",70,39.1,{"$f":"G14030*(1-VLOOKUP(F14030,Konditionen!$B:$G,6,0))","v":39.1}]
["Lindab Comfort Luftauslässe","AD12C","AD12C325225ELOX","Gitter Aluminium   AD12-C-325x225mm","mit Klemmfedern, natureloxiert",70,49.85,{"$f":"G14046*(1-VLOOKUP(F14046,Konditionen!$B:$G,6,0))","v":49.85}]
["Lindab Comfort Luftauslässe","AD12C","AD12C425325ELOX","Gitter Aluminium   AD12-C-425x325mm","mit Klemmfedern, natureloxiert",70,67.55,{"$f":"G14055*(1-VLOOKUP(F14055,Konditionen!$B:$G,6,0))","v":67.55}]
["Lindab Comfort Luftauslässe","AD12C","AD12C525525ELOX","Gitter Aluminium   AD12-C-525x525mm","mit Klemmfedern, natureloxiert",70,101.55,{"$f":"G14072*(1-VLOOKUP(F14072,Konditionen!$B:$G,6,0))","v":101.55}]
["Lindab Comfort Luftauslässe","AD21C","AD21C32575ELOX","Gitter Aluminium    AD21-C-325x75mm","mit Klemmfedern, natureloxiert",70,47.35,{"$f":"G14078*(1-VLOOKUP(F14078,Konditionen!$B:$G,6,0))","v":47.35}]
["Lindab Comfort Luftauslässe","AD21C","AD21C325225ELOX","Gitter Aluminium   AD21-C-325x225mm","mit Klemmfedern, natureloxiert",70,70.8,{"$f":"G14094*(1-VLOOKUP(F14094,Konditionen!$B:$G,6,0))","v":70.8}]
["Lindab Comfort Luftauslässe","AD21C","AD21C325425ELOX","Gitter Aluminium   AD21-C-325x425mm","mit Klemmfedern, natureloxiert",70,103.9,{"$f":"G14110*(1-VLOOKUP(F14110,Konditionen!$B:$G,6,0))","v":103.9}]
["Lindab Comfort Luftauslässe","AD21C","AD21C1025525ELOX","Gitter Aluminium  AD21-C-1025x525mm","mit Klemmfedern, natureloxiert",70,317.8,{"$f":"G14123*(1-VLOOKUP(F14123,Konditionen!$B:$G,6,0))","v":317.8}]
["Lindab Comfort Luftauslässe","AD22C","AD22C525125ELOX","Gitter Aluminium   AD22-C-525x125mm","mit Klemmfedern, natureloxiert",70,74.900000000000006,{"$f":"G14136*(1-VLOOKUP(F14136,Konditionen!$B:$G,6,0))","v":74.900000000000006}]
["Lindab Comfort Luftauslässe","AD22C","AD22C825225ELOX","Gitter Aluminium   AD22-C-825x225mm","mit Klemmfedern, natureloxiert",70,155.65,{"$f":"G14146*(1-VLOOKUP(F14146,Konditionen!$B:$G,6,0))","v":155.65}]
["Lindab Comfort Luftauslässe","AD22C","AD22C325425ELOX","Gitter Aluminium   AD22-C-325x425mm","mit Klemmfedern, natureloxiert",70,103.9,{"$f":"G14158*(1-VLOOKUP(F14158,Konditionen!$B:$G,6,0))","v":103.9}]
["Lindab Comfort Luftauslässe","AD22C","AD22C225525ELOX","Gitter Aluminium   AD22-C-225x525mm","mit Klemmfedern, natureloxiert",70,97.4,{"$f":"G14165*(1-VLOOKUP(F14165,Konditionen!$B:$G,6,0))","v":97.4}]
["Lindab Comfort Luftauslässe","AD11C","AD11C1025759010","Gitter Aluminium   AD11-C-1025x75mm","Rahmen mit Klemmfedern, RAL9010",70,71.7,{"$f":"G14179*(1-VLOOKUP(F14179,Konditionen!$B:$G,6,0))","v":71.7}]
["Lindab Comfort Luftauslässe","AD11C","AD11C10251259010","Gitter Aluminium  AD11-C-1025x125mm","Rahmen mit Klemmfedern, RAL9010",70,84.1,{"$f":"G14187*(1-VLOOKUP(F14187,Konditionen!$B:$G,6,0))","v":84.1}]
["Lindab Comfort Luftauslässe","AD11C","AD11C8253259010","Gitter Aluminium   AD11-C-825x325mm","Rahmen mit Klemmfedern, RAL9010",70,119.8,{"$f":"G14202*(1-VLOOKUP(F14202,Konditionen!$B:$G,6,0))","v":119.8}]
["Lindab Comfort Luftauslässe","AD12C","AD12C325759010","Gitter Aluminium    AD12-C-325x75mm","Rahmen mit Klemmfedern, RAL9010",70,39.1,{"$f":"G14222*(1-VLOOKUP(F14222,Konditionen!$B:$G,6,0))","v":39.1}]
["Lindab Comfort Luftauslässe","AD12C","AD12C6251259010","Gitter Aluminium   AD12-C-625x125mm","Rahmen mit Klemmfedern, RAL9010",70,67.8,{"$f":"G14233*(1-VLOOKUP(F14233,Konditionen!$B:$G,6,0))","v":67.8}]
["Lindab Comfort Luftauslässe","AD12C","AD12C12252259010","Gitter Aluminium  AD12-C-1225x225mm","Rahmen mit Klemmfedern, RAL9010",70,135,{"$f":"G14244*(1-VLOOKUP(F14244,Konditionen!$B:$G,6,0))","v":135}]
["Lindab Comfort Luftauslässe","AD12C","AD12C10253259010","Gitter Aluminium  AD12-C-1025x325mm","Rahmen mit Klemmfedern, RAL9010",70,138.6,{"$f":"G14251*(1-VLOOKUP(F14251,Konditionen!$B:$G,6,0))","v":138.6}]
["Lindab Comfort Luftauslässe","AD21C","AD21C325759010","Gitter Aluminium    AD21-C-325x75mm","Rahmen mit Klemmfedern, RAL9010",70,47.35,{"$f":"G14270*(1-VLOOKUP(F14270,Konditionen!$B:$G,6,0))","v":47.35}]
["Lindab Comfort Luftauslässe","AD21C","AD21C3252259010","Gitter Aluminium   AD21-C-325x225mm","Rahmen mit Klemmfedern, RAL9010",70,70.8,{"$f":"G14286*(1-VLOOKUP(F14286,Konditionen!$B:$G,6,0))","v":70.8}]
["Lindab Comfort Luftauslässe","AD21C","AD21C6252259010","Gitter Aluminium   AD21-C-625x225mm","Rahmen mit Klemmfedern, RAL9010",70,121.15,{"$f":"G14289*(1-VLOOKUP(F14289,Konditionen!$B:$G,6,0))","v":121.15}]
["Lindab Comfort Luftauslässe","AD21C","AD21C12254259010","Gitter Aluminium  AD21-C-1225x425mm","Rahmen mit Klemmfedern, RAL9010",70,326.75,{"$f":"G14308*(1-VLOOKUP(F14308,Konditionen!$B:$G,6,0))","v":326.75}]
["Lindab Comfort Luftauslässe","AD21C","AD21C10255259010","Gitter Aluminium  AD21-C-1025x525mm","Rahmen mit Klemmfedern, RAL9010",70,317.8,{"$f":"G14315*(1-VLOOKUP(F14315,Konditionen!$B:$G,6,0))","v":317.8}]
["Lindab Comfort Luftauslässe","AD22C","AD22C3252259010","Gitter Aluminium   AD22-C-325x225mm","Rahmen mit Klemmfedern, RAL9010",70,70.8,{"$f":"G14334*(1-VLOOKUP(F14334,Konditionen!$B:$G,6,0))","v":70.8}]
["Lindab Comfort Luftauslässe","AD22C","AD22C3254259010","Gitter Aluminium   AD22-C-325x425mm","Rahmen mit Klemmfedern, RAL9010",70,103.9,{"$f":"G14350*(1-VLOOKUP(F14350,Konditionen!$B:$G,6,0))","v":103.9}]
["Lindab Comfort Luftauslässe","AD22C","AD22C2255259010","Gitter Aluminium   AD22-C-225x525mm","Rahmen mit Klemmfedern, RAL9010",70,97.4,{"$f":"G14357*(1-VLOOKUP(F14357,Konditionen!$B:$G,6,0))","v":97.4}]
["Lindab Comfort Luftauslässe","AD11C","AD11C1225759003","Gitter Aluminium   AD11-C-1225x75mm","Rahmen mit Klemmfedern, RAL9003",70,78.400000000000006,{"$f":"G14372*(1-VLOOKUP(F14372,Konditionen!$B:$G,6,0))","v":78.400000000000006}]
["Lindab Comfort Luftauslässe","AD11C","AD11C10251259003","Gitter Aluminium  AD11-C-1025x125mm","Rahmen mit Klemmfedern, RAL9003",70,84.1,{"$f":"G14379*(1-VLOOKUP(F14379,Konditionen!$B:$G,6,0))","v":84.1}]
["Lindab Comfort Luftauslässe","AD11C","AD11C3253259003","Gitter Aluminium   AD11-C-325x325mm","Rahmen mit Klemmfedern, RAL9003",70,56.95,{"$f":"G14390*(1-VLOOKUP(F14390,Konditionen!$B:$G,6,0))","v":56.95}]
["Lindab Comfort Luftauslässe","AD11C","AD11C6254259003","Gitter Aluminium   AD11-C-625x425mm","Rahmen mit Klemmfedern, RAL9003",70,111.3,{"$f":"G14401*(1-VLOOKUP(F14401,Konditionen!$B:$G,6,0))","v":111.3}]
["Lindab Comfort Luftauslässe","AD12C","AD12C6251259003","Gitter Aluminium   AD12-C-625x125mm","Rahmen mit Klemmfedern, RAL9003",70,67.8,{"$f":"G14425*(1-VLOOKUP(F14425,Konditionen!$B:$G,6,0))","v":67.8}]
["Lindab Comfort Luftauslässe","AD12C","AD12C12252259003","Gitter Aluminium  AD12-C-1225x225mm","Rahmen mit Klemmfedern, RAL9003",70,135,{"$f":"G14436*(1-VLOOKUP(F14436,Konditionen!$B:$G,6,0))","v":135}]
["Lindab Comfort Luftauslässe","AD12C","AD12C10253259003","Gitter Aluminium  AD12-C-1025x325mm","Rahmen mit Klemmfedern, RAL9003",70,138.6,{"$f":"G14443*(1-VLOOKUP(F14443,Konditionen!$B:$G,6,0))","v":138.6}]
["Lindab Comfort Luftauslässe","AD12C","AD12C8255259003","Gitter Aluminium   AD12-C-825x525mm","Rahmen mit Klemmfedern, RAL9003",70,152.65,{"$f":"G14458*(1-VLOOKUP(F14458,Konditionen!$B:$G,6,0))","v":152.65}]
["Lindab Comfort Luftauslässe","AD21C","AD21C625759003","Gitter Aluminium    AD21-C-625x75mm","Rahmen mit Klemmfedern, RAL9003",70,79.05,{"$f":"G14465*(1-VLOOKUP(F14465,Konditionen!$B:$G,6,0))","v":79.05}]
["Lindab Comfort Luftauslässe","AD21C","AD21C6252259003","Gitter Aluminium   AD21-C-625x225mm","Rahmen mit Klemmfedern, RAL9003",70,121.15,{"$f":"G14481*(1-VLOOKUP(F14481,Konditionen!$B:$G,6,0))","v":121.15}]
["Lindab Comfort Luftauslässe","AD21C","AD21C10253259003","Gitter Aluminium  AD21-C-1025x325mm","Rahmen mit Klemmfedern, RAL9003",70,224.9,{"$f":"G14491*(1-VLOOKUP(F14491,Konditionen!$B:$G,6,0))","v":224.9}]
["Lindab Comfort Luftauslässe","AD21C","AD21C5255259003","Gitter Aluminium   AD21-C-525x525mm","Rahmen mit Klemmfedern, RAL9003",70,169.65,{"$f":"G14504*(1-VLOOKUP(F14504,Konditionen!$B:$G,6,0))","v":169.65}]
["Lindab Comfort Luftauslässe","AD22C","AD22C3252259003","Gitter Aluminium   AD22-C-325x225mm","Rahmen mit Klemmfedern, RAL9003",70,70.8,{"$f":"G14526*(1-VLOOKUP(F14526,Konditionen!$B:$G,6,0))","v":70.8}]
["Lindab Comfort Luftauslässe","AD22C","AD22C6252259003","Gitter Aluminium   AD22-C-625x225mm","Rahmen mit Klemmfedern, RAL9003",70,121.15,{"$f":"G14529*(1-VLOOKUP(F14529,Konditionen!$B:$G,6,0))","v":121.15}]
["Lindab Comfort Luftauslässe","AD22C","AD22C2255259003","Gitter Aluminium   AD22-C-225x525mm","Rahmen mit Klemmfedern, RAL9003",70,97.4,{"$f":"G14549*(1-VLOOKUP(F14549,Konditionen!$B:$G,6,0))","v":97.4}]
["Lindab Comfort Luftauslässe","AD22C","AD22C10255259003","Gitter Aluminium  AD22-C-1025x525mm","Rahmen mit Klemmfedern, RAL9003",70,317.8,{"$f":"G14555*(1-VLOOKUP(F14555,Konditionen!$B:$G,6,0))","v":317.8}]
["Lindab Comfort Luftauslässe","MFA","MFA1225125","Einbaurahmen Stahl   MFA-1225x125mm","zum Zusammenstecken",70,16.95,{"$f":"G14572*(1-VLOOKUP(F14572,Konditionen!$B:$G,6,0))","v":16.95}]
["Lindab Comfort Luftauslässe","MFA","MFA625225","Einbaurahmen Stahl    MFA-625x225mm","zum Zusammenstecken",70,12.85,{"$f":"G14577*(1-VLOOKUP(F14577,Konditionen!$B:$G,6,0))","v":12.85}]
["Lindab Comfort Luftauslässe","MFA","MFA225525","Einbaurahmen Stahl    MFA-225x525mm","zum Zusammenstecken",70,12.2,{"$f":"G14597*(1-VLOOKUP(F14597,Konditionen!$B:$G,6,0))","v":12.2}]
["Lindab Comfort Luftauslässe","DGA","DGA22575","Mengeneinstellsatz     DGA-225x75mm","als gegenläufige Mengenregulierung",70,27.35,{"$f":"G14605*(1-VLOOKUP(F14605,Konditionen!$B:$G,6,0))","v":27.35}]
["Lindab Comfort Luftauslässe","DGA","DGA1025125","Mengeneinstellsatz   DGA-1025x125mm","als gegenläufige Mengenregulierung",70,116.55,{"$f":"G14619*(1-VLOOKUP(F14619,Konditionen!$B:$G,6,0))","v":116.55}]
["Lindab Comfort Luftauslässe","DGA","DGA1225225","Mengeneinstellsatz   DGA-1225x225mm","als gegenläufige Mengenregulierung",70,172,{"$f":"G14628*(1-VLOOKUP(F14628,Konditionen!$B:$G,6,0))","v":172}]
["Lindab Comfort Luftauslässe","DGA","DGA625425","Mengeneinstellsatz    DGA-625x425mm","als gegenläufige Mengenregulierung",70,70.55,{"$f":"G14641*(1-VLOOKUP(F14641,Konditionen!$B:$G,6,0))","v":70.55}]
["Lindab Comfort Luftauslässe","AE11C","AE11C225125ELOX","Gitter Aluminium   AE11-C-225x125mm","mit Klemmfedern, natureloxiert",70,40.6,{"$f":"G14661*(1-VLOOKUP(F14661,Konditionen!$B:$G,6,0))","v":40.6}]
["Lindab Comfort Luftauslässe","AE11C","AE11C625225ELOX","Gitter Aluminium   AE11-C-625x225mm","mit Klemmfedern, natureloxiert",70,79.95,{"$f":"G14673*(1-VLOOKUP(F14673,Konditionen!$B:$G,6,0))","v":79.95}]
["Lindab Comfort Luftauslässe","AE11C","AE11C1025325ELOX","Gitter Aluminium  AE11-C-1025x325mm","mit Klemmfedern, natureloxiert",70,142.35,{"$f":"G14683*(1-VLOOKUP(F14683,Konditionen!$B:$G,6,0))","v":142.35}]
["Lindab Comfort Luftauslässe","AE11C","AE11C525525ELOX","Gitter Aluminium   AE11-C-525x525mm","mit Klemmfedern, natureloxiert",70,117,{"$f":"G14696*(1-VLOOKUP(F14696,Konditionen!$B:$G,6,0))","v":117}]
["Lindab Comfort Luftauslässe","AE11C","AE11C625759010","Gitter Aluminium    AE11-C-625x75mm","Rahmen mit Klemmfedern, RAL9010",70,52.2,{"$f":"G14705*(1-VLOOKUP(F14705,Konditionen!$B:$G,6,0))","v":52.2}]
["Lindab Comfort Luftauslässe","AE11C","AE11C4253259010","Gitter Aluminium   AE11-C-425x325mm","Rahmen mit Klemmfedern, RAL9010",70,74.3,{"$f":"G14727*(1-VLOOKUP(F14727,Konditionen!$B:$G,6,0))","v":74.3}]
["Lindab Comfort Luftauslässe","AE11C","AE11C12254259010","Gitter Aluminium  AE11-C-1225x425mm","Rahmen mit Klemmfedern, RAL9010",70,209.9,{"$f":"G14740*(1-VLOOKUP(F14740,Konditionen!$B:$G,6,0))","v":209.9}]
["Lindab Comfort Luftauslässe","AE11C","AE11C10255259010","Gitter Aluminium  AE11-C-1025x525mm","Rahmen mit Klemmfedern, RAL9010",70,201.2,{"$f":"G14747*(1-VLOOKUP(F14747,Konditionen!$B:$G,6,0))","v":201.2}]
["Lindab Comfort Luftauslässe","AE11C","AE11C5251259003","Gitter Aluminium   AE11-C-525x125mm","Rahmen mit Klemmfedern, RAL9003",70,56.55,{"$f":"G14760*(1-VLOOKUP(F14760,Konditionen!$B:$G,6,0))","v":56.55}]
["Lindab Comfort Luftauslässe","AE11C","AE11C6252259003","Gitter Aluminium   AE11-C-625x225mm","Rahmen mit Klemmfedern, RAL9003",70,79.95,{"$f":"G14769*(1-VLOOKUP(F14769,Konditionen!$B:$G,6,0))","v":79.95}]
["Lindab Comfort Luftauslässe","AE11C","AE11C4254259003","Gitter Aluminium   AE11-C-425x425mm","Rahmen mit Klemmfedern, RAL9003",70,87.95,{"$f":"G14783*(1-VLOOKUP(F14783,Konditionen!$B:$G,6,0))","v":87.95}]
["Lindab Comfort Luftauslässe","AE11C","AE11C4255259003","Gitter Aluminium   AE11-C-425x525mm","Rahmen mit Klemmfedern, RAL9003",70,101.8,{"$f":"G14791*(1-VLOOKUP(F14791,Konditionen!$B:$G,6,0))","v":101.8}]
["Lindab Comfort Luftauslässe","AE11V","AE11V1025125ELOX","Gitter Aluminium  AE11-V-1025x125mm","sicht. Schraubbef., natureloxiert",70,87.6,{"$f":"G14811*(1-VLOOKUP(F14811,Konditionen!$B:$G,6,0))","v":87.6}]
["Lindab Comfort Luftauslässe","AE11V","AE11V1225325ELOX","Gitter Aluminium  AE11-V-1225x325mm","sicht. Schraubbef., natureloxiert",70,178.2,{"$f":"G14828*(1-VLOOKUP(F14828,Konditionen!$B:$G,6,0))","v":178.2}]
["Lindab Comfort Luftauslässe","AE11V","AE11V625425ELOX","Gitter Aluminium   AE11-V-625x425mm","sicht. Schraubbef., natureloxiert",70,114,{"$f":"G14833*(1-VLOOKUP(F14833,Konditionen!$B:$G,6,0))","v":114}]
["Lindab Comfort Luftauslässe","AE11V","AE11V1025759010","Gitter Aluminium   AE11-V-1025x75mm","sicht. Schraubbefestigung, RAL9010",70,73.099999999999994,{"$f":"G14851*(1-VLOOKUP(F14851,Konditionen!$B:$G,6,0))","v":73.099999999999994}]
["Lindab Comfort Luftauslässe","AE11V","AE11V10251259010","Gitter Aluminium  AE11-V-1025x125mm","sicht. Schraubbefestigung, RAL9010",70,87.6,{"$f":"G14859*(1-VLOOKUP(F14859,Konditionen!$B:$G,6,0))","v":87.6}]
["Lindab Comfort Luftauslässe","AE11V","AE11V10253259010","Gitter Aluminium  AE11-V-1025x325mm","sicht. Schraubbefestigung, RAL9010",70,142.35,{"$f":"G14875*(1-VLOOKUP(F14875,Konditionen!$B:$G,6,0))","v":142.35}]
["Lindab Comfort Luftauslässe","AE11V","AE11V12254259010","Gitter Aluminium  AE11-V-1225x425mm","sicht. Schraubbefestigung, RAL9010",70,209.9,{"$f":"G14884*(1-VLOOKUP(F14884,Konditionen!$B:$G,6,0))","v":209.9}]
["Lindab Comfort Luftauslässe","AE11V","AE11V625759003","Gitter Aluminium    AE11-V-625x75mm","sicht. Schraubbefestigung, RAL9003",70,52.2,{"$f":"G14897*(1-VLOOKUP(F14897,Konditionen!$B:$G,6,0))","v":52.2}]
["Lindab Comfort Luftauslässe","AE11V","AE11V10251259003","Gitter Aluminium  AE11-V-1025x125mm","sicht. Schraubbefestigung, RAL9003",70,87.6,{"$f":"G14907*(1-VLOOKUP(F14907,Konditionen!$B:$G,6,0))","v":87.6}]
["Lindab Comfort Luftauslässe","AE11V","AE11V10253259003","Gitter Aluminium  AE11-V-1025x325mm","sicht. Schraubbefestigung, RAL9003",70,142.35,{"$f":"G14923*(1-VLOOKUP(F14923,Konditionen!$B:$G,6,0))","v":142.35}]
["Lindab Comfort Luftauslässe","AE11V","AE11V10255259003","Gitter Aluminium  AE11-V-1025x525mm","sicht. Schraubbefestigung, RAL9003",70,201.2,{"$f":"G14939*(1-VLOOKUP(F14939,Konditionen!$B:$G,6,0))","v":201.2}]
["Lindab Comfort Luftauslässe","AE12C","AE12C525125ELOX","Gitter Aluminium   AE12-C-525x125mm","mit Klemmfedern, natureloxiert",70,68.05,{"$f":"G14952*(1-VLOOKUP(F14952,Konditionen!$B:$G,6,0))","v":68.05}]
["Lindab Comfort Luftauslässe","AE12C","AE12C625225ELOX","Gitter Aluminium   AE12-C-625x225mm","mit Klemmfedern, natureloxiert",70,96.55,{"$f":"G14961*(1-VLOOKUP(F14961,Konditionen!$B:$G,6,0))","v":96.55}]
["Lindab Comfort Luftauslässe","AE12C","AE12C425425ELOX","Gitter Aluminium   AE12-C-425x425mm","mit Klemmfedern, natureloxiert",70,106.25,{"$f":"G14975*(1-VLOOKUP(F14975,Konditionen!$B:$G,6,0))","v":106.25}]
["Lindab Comfort Luftauslässe","AE12C","AE12C1025525ELOX","Gitter Aluminium  AE12-C-1025x525mm","mit Klemmfedern, natureloxiert",70,243.55,{"$f":"G14987*(1-VLOOKUP(F14987,Konditionen!$B:$G,6,0))","v":243.55}]
["Lindab Comfort Luftauslässe","AE12C","AE12C3251259010","Gitter Aluminium   AE12-C-325x125mm","Rahmen mit Klemmfedern, RAL9010",70,54.45,{"$f":"G14998*(1-VLOOKUP(F14998,Konditionen!$B:$G,6,0))","v":54.45}]
["Lindab Comfort Luftauslässe","AE12C","AE12C6252259010","Gitter Aluminium   AE12-C-625x225mm","Rahmen mit Klemmfedern, RAL9010",70,96.55,{"$f":"G15009*(1-VLOOKUP(F15009,Konditionen!$B:$G,6,0))","v":96.55}]
["Lindab Comfort Luftauslässe","AE12C","AE12C2255259010","Gitter Aluminium   AE12-C-225x525mm","Rahmen mit Klemmfedern, RAL9010",70,85.55,{"$f":"G15029*(1-VLOOKUP(F15029,Konditionen!$B:$G,6,0))","v":85.55}]
["Lindab Comfort Luftauslässe","AE12C","AE12C4255259010","Gitter Aluminium   AE12-C-425x525mm","Rahmen mit Klemmfedern, RAL9010",70,123.45,{"$f":"G15031*(1-VLOOKUP(F15031,Konditionen!$B:$G,6,0))","v":123.45}]
["Lindab Comfort Luftauslässe","AE12C","AE12C10251259003","Gitter Aluminium  AE12-C-1025x125mm","Rahmen mit Klemmfedern, RAL9003",70,104.15,{"$f":"G15051*(1-VLOOKUP(F15051,Konditionen!$B:$G,6,0))","v":104.15}]
["Lindab Comfort Luftauslässe","AE12C","AE12C8253259003","Gitter Aluminium   AE12-C-825x325mm","Rahmen mit Klemmfedern, RAL9003",70,143.25,{"$f":"G15066*(1-VLOOKUP(F15066,Konditionen!$B:$G,6,0))","v":143.25}]
["Lindab Comfort Luftauslässe","AE12C","AE12C6254259003","Gitter Aluminium   AE12-C-625x425mm","Rahmen mit Klemmfedern, RAL9003",70,138.6,{"$f":"G15073*(1-VLOOKUP(F15073,Konditionen!$B:$G,6,0))","v":138.6}]
["Lindab Comfort Luftauslässe","AE12V","AE12V225125ELOX","Gitter Aluminium   AE12-V-225x125mm","sicht. Schraubbef., natureloxiert",70,48.95,{"$f":"G15093*(1-VLOOKUP(F15093,Konditionen!$B:$G,6,0))","v":48.95}]
["Lindab Comfort Luftauslässe","AE12V","AE12V1025125ELOX","Gitter Aluminium  AE12-V-1025x125mm","sicht. Schraubbef., natureloxiert",70,104.15,{"$f":"G15099*(1-VLOOKUP(F15099,Konditionen!$B:$G,6,0))","v":104.15}]
["Lindab Comfort Luftauslässe","AE12V","AE12V1025325ELOX","Gitter Aluminium  AE12-V-1025x325mm","sicht. Schraubbef., natureloxiert",70,171.75,{"$f":"G15115*(1-VLOOKUP(F15115,Konditionen!$B:$G,6,0))","v":171.75}]
["Lindab Comfort Luftauslässe","AE12V","AE12V825425ELOX","Gitter Aluminium   AE12-V-825x425mm","sicht. Schraubbef., natureloxiert",70,172.25,{"$f":"G15122*(1-VLOOKUP(F15122,Konditionen!$B:$G,6,0))","v":172.25}]
["Lindab Comfort Luftauslässe","AE12V","AE12V625759010","Gitter Aluminium    AE12-V-625x75mm","sicht. Schraubbefestigung, RAL9010",70,62.45,{"$f":"G15137*(1-VLOOKUP(F15137,Konditionen!$B:$G,6,0))","v":62.45}]
["Lindab Comfort Luftauslässe","AE12V","AE12V5251259010","Gitter Aluminium   AE12-V-525x125mm","sicht. Schraubbefestigung, RAL9010",70,68.05,{"$f":"G15144*(1-VLOOKUP(F15144,Konditionen!$B:$G,6,0))","v":68.05}]
["Lindab Comfort Luftauslässe","AE12V","AE12V4254259010","Gitter Aluminium   AE12-V-425x425mm","sicht. Schraubbefestigung, RAL9010",70,106.25,{"$f":"G15167*(1-VLOOKUP(F15167,Konditionen!$B:$G,6,0))","v":106.25}]
["Lindab Comfort Luftauslässe","AE12V","AE12V10255259010","Gitter Aluminium  AE12-V-1025x525mm","sicht. Schraubbefestigung, RAL9010",70,243.55,{"$f":"G15179*(1-VLOOKUP(F15179,Konditionen!$B:$G,6,0))","v":243.55}]
["Lindab Comfort Luftauslässe","AE12V","AE12V825759003","Gitter Aluminium    AE12-V-825x75mm","sicht. Schraubbefestigung, RAL9003",70,74.900000000000006,{"$f":"G15186*(1-VLOOKUP(F15186,Konditionen!$B:$G,6,0))","v":74.900000000000006}]
["Lindab Comfort Luftauslässe","AE12V","AE12V6252259003","Gitter Aluminium   AE12-V-625x225mm","sicht. Schraubbefestigung, RAL9003",70,96.55,{"$f":"G15201*(1-VLOOKUP(F15201,Konditionen!$B:$G,6,0))","v":96.55}]
["Lindab Comfort Luftauslässe","AE12V","AE12V6253259003","Gitter Aluminium   AE12-V-625x325mm","sicht. Schraubbefestigung, RAL9003",70,117.75,{"$f":"G15209*(1-VLOOKUP(F15209,Konditionen!$B:$G,6,0))","v":117.75}]
["Lindab Comfort Luftauslässe","AE12V","AE12V4255259003","Gitter Aluminium   AE12-V-425x525mm","sicht. Schraubbefestigung, RAL9003",70,123.45,{"$f":"G15223*(1-VLOOKUP(F15223,Konditionen!$B:$G,6,0))","v":123.45}]
["Lindab Comfort Luftauslässe","AG10A","AG10A600600","Bodengitter Alu     AG-10-A-600x600","höhenverstellbarer Rahmen",70,478.55,{"$f":"G15243*(1-VLOOKUP(F15243,Konditionen!$B:$G,6,0))","v":478.55}]
["Lindab Comfort Luftauslässe","AG10AD","AG10AD600300","Bodengitter Alu   AG-10-A-D-600x300","mit Mengenregulierung",70,337.1,{"$f":"G15254*(1-VLOOKUP(F15254,Konditionen!$B:$G,6,0))","v":337.1}]
["Lindab Comfort Luftauslässe","AG10AB","AG10AB600200","Bodengitter Alu   AG-10-A-B-600x200","mit Schmutzfangkorb",70,315.25,{"$f":"G15265*(1-VLOOKUP(F15265,Konditionen!$B:$G,6,0))","v":315.25}]
["Lindab Comfort Luftauslässe","AG10ADB","AG10ADB600150","Bodengitter Alu  AG-10-A-DB-600x150","Mengenregulier. und Schmutzfangkorb",70,327.9,{"$f":"G15277*(1-VLOOKUP(F15277,Konditionen!$B:$G,6,0))","v":327.9}]
["Lindab Comfort Luftauslässe","AL10C","AL10C42575ELOX","Gitter Aluminium    AL10-C-425x75mm","mit Klemmfedern, natureloxiert",70,48.95,{"$f":"G15291*(1-VLOOKUP(F15291,Konditionen!$B:$G,6,0))","v":48.95}]
["Lindab Comfort Luftauslässe","AL10C","AL10C425225ELOX","Gitter Aluminium   AL10-C-425x225mm","mit Klemmfedern, natureloxiert",70,86.7,{"$f":"G15307*(1-VLOOKUP(F15307,Konditionen!$B:$G,6,0))","v":86.7}]
["Lindab Comfort Luftauslässe","AL10C","AL10C825225ELOX","Gitter Aluminium   AL10-C-825x225mm","mit Klemmfedern, natureloxiert",70,128.75,{"$f":"G15310*(1-VLOOKUP(F15310,Konditionen!$B:$G,6,0))","v":128.75}]
["Lindab Comfort Luftauslässe","AL10C","AL10C225525ELOX","Gitter Aluminium   AL10-C-225x525mm","mit Klemmfedern, natureloxiert",70,118.65,{"$f":"G15329*(1-VLOOKUP(F15329,Konditionen!$B:$G,6,0))","v":118.65}]
["Lindab Comfort Luftauslässe","AL10C","AL10C625525ELOX","Gitter Aluminium   AL10-C-625x525mm","mit Klemmfedern, natureloxiert",70,209.25,{"$f":"G15333*(1-VLOOKUP(F15333,Konditionen!$B:$G,6,0))","v":209.25}]
["Lindab Comfort Luftauslässe","AL10C","AL10C4252259010","Gitter Aluminium   AL10-C-425x225mm","Rahmen mit Klemmfedern, RAL9010",70,86.7,{"$f":"G15355*(1-VLOOKUP(F15355,Konditionen!$B:$G,6,0))","v":86.7}]
["Lindab Comfort Luftauslässe","AL10C","AL10C8252259010","Gitter Aluminium   AL10-C-825x225mm","Rahmen mit Klemmfedern, RAL9010",70,128.75,{"$f":"G15358*(1-VLOOKUP(F15358,Konditionen!$B:$G,6,0))","v":128.75}]
["Lindab Comfort Luftauslässe","AL10C","AL10C3255259010","Gitter Aluminium   AL10-C-325x525mm","Rahmen mit Klemmfedern, RAL9010",70,138.6,{"$f":"G15378*(1-VLOOKUP(F15378,Konditionen!$B:$G,6,0))","v":138.6}]
["Lindab Comfort Luftauslässe","AL10C","AL10C2251259003","Gitter Aluminium   AL10-C-225x125mm","Rahmen mit Klemmfedern, RAL9003",70,46.85,{"$f":"G15393*(1-VLOOKUP(F15393,Konditionen!$B:$G,6,0))","v":46.85}]
["Lindab Comfort Luftauslässe","AL10C","AL10C2252259003","Gitter Aluminium   AL10-C-225x225mm","Rahmen mit Klemmfedern, RAL9003",70,64.55,{"$f":"G15401*(1-VLOOKUP(F15401,Konditionen!$B:$G,6,0))","v":64.55}]
["Lindab Comfort Luftauslässe","AL10C","AL10C4254259003","Gitter Aluminium   AL10-C-425x425mm","Rahmen mit Klemmfedern, RAL9003",70,139.15,{"$f":"G15419*(1-VLOOKUP(F15419,Konditionen!$B:$G,6,0))","v":139.15}]
["Lindab Comfort Luftauslässe","AL10C","AL10C12254259003","Gitter Aluminium  AL10-C-1225x425mm","Rahmen mit Klemmfedern, RAL9003",70,291.8,{"$f":"G15424*(1-VLOOKUP(F15424,Konditionen!$B:$G,6,0))","v":291.8}]
["Lindab Comfort Luftauslässe","AL10V","AL10V225125ELOX","Gitter Aluminium   AL10-V-225x125mm","sicht. Schraubbef., natureloxiert",70,46.85,{"$f":"G15441*(1-VLOOKUP(F15441,Konditionen!$B:$G,6,0))","v":46.85}]
["Lindab Comfort Luftauslässe","AL10V","AL10V1225125ELOX","Gitter Aluminium  AL10-V-1225x125mm","sicht. Schraubbef., natureloxiert",70,116.3,{"$f":"G15448*(1-VLOOKUP(F15448,Konditionen!$B:$G,6,0))","v":116.3}]
["Lindab Comfort Luftauslässe","AL10V","AL10V625425ELOX","Gitter Aluminium   AL10-V-625x425mm","sicht. Schraubbef., natureloxiert",70,175,{"$f":"G15469*(1-VLOOKUP(F15469,Konditionen!$B:$G,6,0))","v":175}]
["Lindab Comfort Luftauslässe","AL10V","AL10V425759010","Gitter Aluminium    AL10-V-425x75mm","sicht. Schraubbefestigung, RAL9010",70,48.95,{"$f":"G15483*(1-VLOOKUP(F15483,Konditionen!$B:$G,6,0))","v":48.95}]
["Lindab Comfort Luftauslässe","AL10V","AL10V5251259010","Gitter Aluminium   AL10-V-525x125mm","sicht. Schraubbefestigung, RAL9010",70,66.650000000000006,{"$f":"G15492*(1-VLOOKUP(F15492,Konditionen!$B:$G,6,0))","v":66.650000000000006}]
["Lindab Comfort Luftauslässe","AL10V","AL10V2253259010","Gitter Aluminium   AL10-V-225x325mm","sicht. Schraubbefestigung, RAL9010",70,82.95,{"$f":"G15505*(1-VLOOKUP(F15505,Konditionen!$B:$G,6,0))","v":82.95}]
["Lindab Comfort Luftauslässe","AL10V","AL10V12253259010","Gitter Aluminium  AL10-V-1225x325mm","sicht. Schraubbefestigung, RAL9010",70,232.95,{"$f":"G15512*(1-VLOOKUP(F15512,Konditionen!$B:$G,6,0))","v":232.95}]
["Lindab Comfort Luftauslässe","AL10V","AL10V6255259010","Gitter Aluminium   AL10-V-625x525mm","sicht. Schraubbefestigung, RAL9010",70,209.25,{"$f":"G15525*(1-VLOOKUP(F15525,Konditionen!$B:$G,6,0))","v":209.25}]
["Lindab Comfort Luftauslässe","AL10V","AL10V825759003","Gitter Aluminium    AL10-V-825x75mm","sicht. Schraubbefestigung, RAL9003",70,68.05,{"$f":"G15534*(1-VLOOKUP(F15534,Konditionen!$B:$G,6,0))","v":68.05}]
["Lindab Comfort Luftauslässe","AL10V","AL10V5253259003","Gitter Aluminium   AL10-V-525x325mm","sicht. Schraubbefestigung, RAL9003",70,126.4,{"$f":"G15556*(1-VLOOKUP(F15556,Konditionen!$B:$G,6,0))","v":126.4}]
["Lindab Comfort Luftauslässe","AL10V","AL10V2255259003","Gitter Aluminium   AL10-V-225x525mm","sicht. Schraubbefestigung, RAL9003",70,118.65,{"$f":"G15569*(1-VLOOKUP(F15569,Konditionen!$B:$G,6,0))","v":118.65}]
["Lindab Comfort Luftauslässe","AL10V","AL10V12255259003","Gitter Aluminium  AL10-V-1225x525mm","sicht. Schraubbefestigung, RAL9003",70,348.15,{"$f":"G15576*(1-VLOOKUP(F15576,Konditionen!$B:$G,6,0))","v":348.15}]
["Lindab Comfort Luftauslässe","AL11C","AL11C225225ELOX","Gitter Aluminium   AL11-C-225x225mm","mit Klemmfedern, natureloxiert",70,65.7,{"$f":"G15593*(1-VLOOKUP(F15593,Konditionen!$B:$G,6,0))","v":65.7}]
["Lindab Comfort Luftauslässe","AL11C","AL11C825225ELOX","Gitter Aluminium   AL11-C-825x225mm","mit Klemmfedern, natureloxiert",70,132.65,{"$f":"G15598*(1-VLOOKUP(F15598,Konditionen!$B:$G,6,0))","v":132.65}]
["Lindab Comfort Luftauslässe","AL11C","AL11C525425ELOX","Gitter Aluminium   AL11-C-525x425mm","mit Klemmfedern, natureloxiert",70,161.35,{"$f":"G15612*(1-VLOOKUP(F15612,Konditionen!$B:$G,6,0))","v":161.35}]
["Lindab Comfort Luftauslässe","AL11C","AL11C2251259010","Gitter Aluminium   AL11-C-225x125mm","Rahmen mit Klemmfedern, RAL9010",70,47.1,{"$f":"G15633*(1-VLOOKUP(F15633,Konditionen!$B:$G,6,0))","v":47.1}]
["Lindab Comfort Luftauslässe","AL11C","AL11C12251259010","Gitter Aluminium  AL11-C-1225x125mm","Rahmen mit Klemmfedern, RAL9010",70,119.05,{"$f":"G15640*(1-VLOOKUP(F15640,Konditionen!$B:$G,6,0))","v":119.05}]
["Lindab Comfort Luftauslässe","AL11C","AL11C2253259010","Gitter Aluminium   AL11-C-225x325mm","Rahmen mit Klemmfedern, RAL9010",70,84.35,{"$f":"G15649*(1-VLOOKUP(F15649,Konditionen!$B:$G,6,0))","v":84.35}]
["Lindab Comfort Luftauslässe","AL11C","AL11C8254259010","Gitter Aluminium   AL11-C-825x425mm","Rahmen mit Klemmfedern, RAL9010",70,222.1,{"$f":"G15662*(1-VLOOKUP(F15662,Konditionen!$B:$G,6,0))","v":222.1}]
["Lindab Comfort Luftauslässe","AL11C","AL11C1225759003","Gitter Aluminium   AL11-C-1225x75mm","Rahmen mit Klemmfedern, RAL9003",70,93.3,{"$f":"G15680*(1-VLOOKUP(F15680,Konditionen!$B:$G,6,0))","v":93.3}]
["Lindab Comfort Luftauslässe","AL11C","AL11C2253259003","Gitter Aluminium   AL11-C-225x325mm","Rahmen mit Klemmfedern, RAL9003",70,84.35,{"$f":"G15697*(1-VLOOKUP(F15697,Konditionen!$B:$G,6,0))","v":84.35}]
["Lindab Comfort Luftauslässe","AL11C","AL11C10253259003","Gitter Aluminium  AL11-C-1025x325mm","Rahmen mit Klemmfedern, RAL9003",70,210.7,{"$f":"G15703*(1-VLOOKUP(F15703,Konditionen!$B:$G,6,0))","v":210.7}]
["Lindab Comfort Luftauslässe","AL11C","AL11C8254259003","Gitter Aluminium   AL11-C-825x425mm","Rahmen mit Klemmfedern, RAL9003",70,222.1,{"$f":"G15710*(1-VLOOKUP(F15710,Konditionen!$B:$G,6,0))","v":222.1}]
["Lindab Comfort Luftauslässe","AL11V","AL11V82575ELOX","Gitter Aluminium    AL11-V-825x75mm","sicht. Schraubbef., natureloxiert",70,68.95,{"$f":"G15726*(1-VLOOKUP(F15726,Konditionen!$B:$G,6,0))","v":68.95}]
["Lindab Comfort Luftauslässe","AL11V","AL11V1225125ELOX","Gitter Aluminium  AL11-V-1225x125mm","sicht. Schraubbef., natureloxiert",70,119.05,{"$f":"G15736*(1-VLOOKUP(F15736,Konditionen!$B:$G,6,0))","v":119.05}]
["Lindab Comfort Luftauslässe","AL11V","AL11V525325ELOX","Gitter Aluminium   AL11-V-525x325mm","sicht. Schraubbef., natureloxiert",70,129.9,{"$f":"G15748*(1-VLOOKUP(F15748,Konditionen!$B:$G,6,0))","v":129.9}]
["Lindab Comfort Luftauslässe","AL11V","AL11V425759010","Gitter Aluminium    AL11-V-425x75mm","sicht. Schraubbefestigung, RAL9010",70,49.45,{"$f":"G15771*(1-VLOOKUP(F15771,Konditionen!$B:$G,6,0))","v":49.45}]
["Lindab Comfort Luftauslässe","AL11V","AL11V825759010","Gitter Aluminium    AL11-V-825x75mm","sicht. Schraubbefestigung, RAL9010",70,68.95,{"$f":"G15774*(1-VLOOKUP(F15774,Konditionen!$B:$G,6,0))","v":68.95}]
["Lindab Comfort Luftauslässe","AL11V","AL11V8252259010","Gitter Aluminium   AL11-V-825x225mm","sicht. Schraubbefestigung, RAL9010",70,132.65,{"$f":"G15790*(1-VLOOKUP(F15790,Konditionen!$B:$G,6,0))","v":132.65}]
["Lindab Comfort Luftauslässe","AL11V","AL11V5254259010","Gitter Aluminium   AL11-V-525x425mm","sicht. Schraubbefestigung, RAL9010",70,161.35,{"$f":"G15804*(1-VLOOKUP(F15804,Konditionen!$B:$G,6,0))","v":161.35}]
["Lindab Comfort Luftauslässe","AL11V","AL11V5255259010","Gitter Aluminium   AL11-V-525x525mm","sicht. Schraubbefestigung, RAL9010",70,192.7,{"$f":"G15812*(1-VLOOKUP(F15812,Konditionen!$B:$G,6,0))","v":192.7}]
["Lindab Comfort Luftauslässe","AL11V","AL11V4251259003","Gitter Aluminium   AL11-V-425x125mm","sicht. Schraubbefestigung, RAL9003",70,61.8,{"$f":"G15827*(1-VLOOKUP(F15827,Konditionen!$B:$G,6,0))","v":61.8}]
["Lindab Comfort Luftauslässe","AL11V","AL11V8252259003","Gitter Aluminium   AL11-V-825x225mm","sicht. Schraubbefestigung, RAL9003",70,132.65,{"$f":"G15838*(1-VLOOKUP(F15838,Konditionen!$B:$G,6,0))","v":132.65}]
["Lindab Comfort Luftauslässe","AL11V","AL11V8254259003","Gitter Aluminium   AL11-V-825x425mm","sicht. Schraubbefestigung, RAL9003",70,222.1,{"$f":"G15854*(1-VLOOKUP(F15854,Konditionen!$B:$G,6,0))","v":222.1}]
["Lindab Comfort Luftauslässe","AL10C","AL10C500150ELOX","Gitter Aluminium   AL10-C-500x150mm","mit Klemmfedern, natureloxiert",70,72.599999999999994,{"$f":"G15872*(1-VLOOKUP(F15872,Konditionen!$B:$G,6,0))","v":72.599999999999994}]
["Lindab Comfort Luftauslässe","AL10C","AL10C4001009010","Gitter Aluminium   AL10-C-400x100mm","Rahmen mit Klemmfedern, RAL9010",70,53.3,{"$f":"G15880*(1-VLOOKUP(F15880,Konditionen!$B:$G,6,0))","v":53.3}]
["Lindab Comfort Luftauslässe","AL10C","AL10C6001009003","Gitter Aluminium   AL10-C-600x100mm","Rahmen mit Klemmfedern, RAL9003",70,63.4,{"$f":"G15895*(1-VLOOKUP(F15895,Konditionen!$B:$G,6,0))","v":63.4}]
["Lindab Comfort Luftauslässe","AL10C","AL10C6002009003","Gitter Aluminium   AL10-C-600x200mm","Rahmen mit Klemmfedern, RAL9003",70,95.65,{"$f":"G15902*(1-VLOOKUP(F15902,Konditionen!$B:$G,6,0))","v":95.65}]
["Lindab Comfort Luftauslässe","AD11C","AD11C3001009010","Gitter Aluminium   AD11-C-300x100mm","Rahmen mit Klemmfedern, RAL9010",70,32.85,{"$f":"G15918*(1-VLOOKUP(F15918,Konditionen!$B:$G,6,0))","v":32.85}]
["Lindab Comfort Luftauslässe","AD11C","AD11C5001509010","Gitter Aluminium   AD11-C-500x150mm","Rahmen mit Klemmfedern, RAL9010",70,47.35,{"$f":"G15924*(1-VLOOKUP(F15924,Konditionen!$B:$G,6,0))","v":47.35}]
["Lindab Comfort Luftauslässe","AD21C","AD21C300100ELOX","Gitter Aluminium   AD21-C-300x100mm","mit Klemmfedern, natureloxiert",70,45.7,{"$f":"G15944*(1-VLOOKUP(F15944,Konditionen!$B:$G,6,0))","v":45.7}]
["Lindab Comfort Luftauslässe","AD21C","AD21C600150ELOX","Gitter Aluminium   AD21-C-600x150mm","mit Klemmfedern, natureloxiert",70,84.35,{"$f":"G15951*(1-VLOOKUP(F15951,Konditionen!$B:$G,6,0))","v":84.35}]
["Lindab Comfort Luftauslässe","AD21C","AD21C5002009010","Gitter Aluminium   AD21-C-500x200mm","Rahmen mit Klemmfedern, RAL9010",70,83.2,{"$f":"G15966*(1-VLOOKUP(F15966,Konditionen!$B:$G,6,0))","v":83.2}]
["Lindab Comfort Luftauslässe","AE11C","AE11C200100ELOX","Gitter Aluminium   AE11-C-200x100mm","mit Klemmfedern, natureloxiert",70,37.6,{"$f":"G15982*(1-VLOOKUP(F15982,Konditionen!$B:$G,6,0))","v":37.6}]
["Lindab Comfort Luftauslässe","AE11C","AE11C400150ELOX","Gitter Aluminium   AE11-C-400x150mm","mit Klemmfedern, natureloxiert",70,52.2,{"$f":"G15988*(1-VLOOKUP(F15988,Konditionen!$B:$G,6,0))","v":52.2}]
["Lindab Comfort Luftauslässe","AE11C","AE11C2001009003","Gitter Aluminium   AE11-C-200x100mm","Rahmen mit Klemmfedern, RAL9003",70,37.6,{"$f":"G16008*(1-VLOOKUP(F16008,Konditionen!$B:$G,6,0))","v":37.6}]
["Lindab Comfort Luftauslässe","AE11C","AE11C6002009003","Gitter Aluminium   AE11-C-600x200mm","Rahmen mit Klemmfedern, RAL9003",70,73.099999999999994,{"$f":"G16019*(1-VLOOKUP(F16019,Konditionen!$B:$G,6,0))","v":73.099999999999994}]
["Lindab Comfort Luftauslässe","AR11C","AR11C400200ELOX","Gitter Aluminium   AR11-C-400x200mm","mit Klemmfedern, natureloxiert",70,57.2,{"$f":"G16030*(1-VLOOKUP(F16030,Konditionen!$B:$G,6,0))","v":57.2}]
["Lindab Comfort Luftauslässe","AR11C","AR11C6001009010","Gitter Aluminium   AR11-C-600x100mm","Rahmen mit Klemmfedern, RAL9010",70,50.95,{"$f":"G16038*(1-VLOOKUP(F16038,Konditionen!$B:$G,6,0))","v":50.95}]
["Lindab Comfort Luftauslässe","AR11C","AR11C3001509003","Gitter Aluminium   AR11-C-300x150mm","Rahmen mit Klemmfedern, RAL9003",70,40.6,{"$f":"G16052*(1-VLOOKUP(F16052,Konditionen!$B:$G,6,0))","v":40.6}]
["Lindab Comfort Luftauslässe","MFA","MFA600300","Einbaurahmen Stahl    MFA-600x300mm","zum Zusammenstecken",70,13.35,{"$f":"G16072*(1-VLOOKUP(F16072,Konditionen!$B:$G,6,0))","v":13.35}]
["Lindab Comfort Luftauslässe","AL20C","AL20C32575ELOX","Gitter Aluminium    AL20-C-325x75mm","mit Klemmfedern, natureloxiert",70,59,{"$f":"G16087*(1-VLOOKUP(F16087,Konditionen!$B:$G,6,0))","v":59}]
["Lindab Comfort Luftauslässe","AL20C","AL20C225125ELOX","Gitter Aluminium   AL20-C-225x125mm","mit Klemmfedern, natureloxiert",70,62.45,{"$f":"G16094*(1-VLOOKUP(F16094,Konditionen!$B:$G,6,0))","v":62.45}]
["Lindab Comfort Luftauslässe","AL20C","AL20C625225ELOX","Gitter Aluminium   AL20-C-625x225mm","mit Klemmfedern, natureloxiert",70,151.9,{"$f":"G16106*(1-VLOOKUP(F16106,Konditionen!$B:$G,6,0))","v":151.9}]
["Lindab Comfort Luftauslässe","AL20C","AL20C1025325ELOX","Gitter Aluminium  AL20-C-1025x325mm","mit Klemmfedern, natureloxiert",70,294.14999999999998,{"$f":"G16116*(1-VLOOKUP(F16116,Konditionen!$B:$G,6,0))","v":294.14999999999998}]
["Lindab Comfort Luftauslässe","AL20C","AL20C425759010","Gitter Aluminium    AL20-C-425x75mm","Rahmen mit Klemmfedern, RAL9010",70,70.150000000000006,{"$f":"G16136*(1-VLOOKUP(F16136,Konditionen!$B:$G,6,0))","v":70.150000000000006}]
["Lindab Comfort Luftauslässe","AL20C","AL20C825759010","Gitter Aluminium    AL20-C-825x75mm","Rahmen mit Klemmfedern, RAL9010",70,107.8,{"$f":"G16139*(1-VLOOKUP(F16139,Konditionen!$B:$G,6,0))","v":107.8}]
["Lindab Comfort Luftauslässe","AL20C","AL20C2253259010","Gitter Aluminium   AL20-C-225x325mm","Rahmen mit Klemmfedern, RAL9010",70,106.25,{"$f":"G16158*(1-VLOOKUP(F16158,Konditionen!$B:$G,6,0))","v":106.25}]
["Lindab Comfort Luftauslässe","AL20C","AL20C2255259010","Gitter Aluminium   AL20-C-225x525mm","Rahmen mit Klemmfedern, RAL9010",70,150.35,{"$f":"G16174*(1-VLOOKUP(F16174,Konditionen!$B:$G,6,0))","v":150.35}]
["Lindab Comfort Luftauslässe","AL20C","AL20C10255259010","Gitter Aluminium  AL20-C-1025x525mm","Rahmen mit Klemmfedern, RAL9010",70,429.1,{"$f":"G16180*(1-VLOOKUP(F16180,Konditionen!$B:$G,6,0))","v":429.1}]
["Lindab Comfort Luftauslässe","AL20C","AL20C12251259003","Gitter Aluminium  AL20-C-1225x125mm","Rahmen mit Klemmfedern, RAL9003",70,184.4,{"$f":"G16197*(1-VLOOKUP(F16197,Konditionen!$B:$G,6,0))","v":184.4}]
["Lindab Comfort Luftauslässe","AL20C","AL20C2253259003","Gitter Aluminium   AL20-C-225x325mm","Rahmen mit Klemmfedern, RAL9003",70,106.25,{"$f":"G16206*(1-VLOOKUP(F16206,Konditionen!$B:$G,6,0))","v":106.25}]
["Lindab Comfort Luftauslässe","AL20C","AL20C2255259003","Gitter Aluminium   AL20-C-225x525mm","Rahmen mit Klemmfedern, RAL9003",70,150.35,{"$f":"G16222*(1-VLOOKUP(F16222,Konditionen!$B:$G,6,0))","v":150.35}]
["Lindab Comfort Luftauslässe","AL20V","AL20V22575ELOX","Gitter Aluminium    AL20-V-225x75mm","sicht. Schraubbef., natureloxiert",70,50.95,{"$f":"G16230*(1-VLOOKUP(F16230,Konditionen!$B:$G,6,0))","v":50.95}]
["Lindab Comfort Luftauslässe","AL20V","AL20V1025125ELOX","Gitter Aluminium  AL20-V-1025x125mm","sicht. Schraubbef., natureloxiert",70,160.75,{"$f":"G16244*(1-VLOOKUP(F16244,Konditionen!$B:$G,6,0))","v":160.75}]
["Lindab Comfort Luftauslässe","AL20V","AL20V1225225ELOX","Gitter Aluminium  AL20-V-1225x225mm","sicht. Schraubbef., natureloxiert",70,261.7,{"$f":"G16253*(1-VLOOKUP(F16253,Konditionen!$B:$G,6,0))","v":261.7}]
["Lindab Comfort Luftauslässe","AL20V","AL20V225525ELOX","Gitter Aluminium   AL20-V-225x525mm","sicht. Schraubbef., natureloxiert",70,150.35,{"$f":"G16270*(1-VLOOKUP(F16270,Konditionen!$B:$G,6,0))","v":150.35}]
["Lindab Comfort Luftauslässe","AL20V","AL20V2251259010","Gitter Aluminium   AL20-V-225x125mm","sicht. Schraubbefestigung, RAL9010",70,62.45,{"$f":"G16286*(1-VLOOKUP(F16286,Konditionen!$B:$G,6,0))","v":62.45}]
["Lindab Comfort Luftauslässe","AL20V","AL20V6252259010","Gitter Aluminium   AL20-V-625x225mm","sicht. Schraubbefestigung, RAL9010",70,151.9,{"$f":"G16298*(1-VLOOKUP(F16298,Konditionen!$B:$G,6,0))","v":151.9}]
["Lindab Comfort Luftauslässe","AL20V","AL20V4254259010","Gitter Aluminium   AL20-V-425x425mm","sicht. Schraubbefestigung, RAL9010",70,186.5,{"$f":"G16312*(1-VLOOKUP(F16312,Konditionen!$B:$G,6,0))","v":186.5}]
["Lindab Comfort Luftauslässe","AL20V","AL20V5255259010","Gitter Aluminium   AL20-V-525x525mm","sicht. Schraubbefestigung, RAL9010",70,252.2,{"$f":"G16321*(1-VLOOKUP(F16321,Konditionen!$B:$G,6,0))","v":252.2}]
["Lindab Comfort Luftauslässe","AL20V","AL20V2251259003","Gitter Aluminium   AL20-V-225x125mm","sicht. Schraubbefestigung, RAL9003",70,62.45,{"$f":"G16334*(1-VLOOKUP(F16334,Konditionen!$B:$G,6,0))","v":62.45}]
["Lindab Comfort Luftauslässe","AL20V","AL20V2253259003","Gitter Aluminium   AL20-V-225x325mm","sicht. Schraubbefestigung, RAL9003",70,106.25,{"$f":"G16350*(1-VLOOKUP(F16350,Konditionen!$B:$G,6,0))","v":106.25}]
["Lindab Comfort Luftauslässe","AL20V","AL20V6253259003","Gitter Aluminium   AL20-V-625x325mm","sicht. Schraubbefestigung, RAL9003",70,195.95,{"$f":"G16354*(1-VLOOKUP(F16354,Konditionen!$B:$G,6,0))","v":195.95}]
["Lindab Comfort Luftauslässe","AL21C","AL21C42575ELOX","Gitter Aluminium    AL21-C-425x75mm","mit Klemmfedern, natureloxiert",70,70.8,{"$f":"G16376*(1-VLOOKUP(F16376,Konditionen!$B:$G,6,0))","v":70.8}]
["Lindab Comfort Luftauslässe","AL21C","AL21C1225125ELOX","Gitter Aluminium  AL21-C-1225x125mm","mit Klemmfedern, natureloxiert",70,187.1,{"$f":"G16389*(1-VLOOKUP(F16389,Konditionen!$B:$G,6,0))","v":187.1}]
["Lindab Comfort Luftauslässe","AL21C","AL21C225325ELOX","Gitter Aluminium   AL21-C-225x325mm","mit Klemmfedern, natureloxiert",70,107.8,{"$f":"G16398*(1-VLOOKUP(F16398,Konditionen!$B:$G,6,0))","v":107.8}]
["Lindab Comfort Luftauslässe","AL21C","AL21C425425ELOX","Gitter Aluminium   AL21-C-425x425mm","mit Klemmfedern, natureloxiert",70,190.35,{"$f":"G16408*(1-VLOOKUP(F16408,Konditionen!$B:$G,6,0))","v":190.35}]
["Lindab Comfort Luftauslässe","AL21C","AL21C1025525ELOX","Gitter Aluminium  AL21-C-1025x525mm","mit Klemmfedern, natureloxiert",70,441.3,{"$f":"G16420*(1-VLOOKUP(F16420,Konditionen!$B:$G,6,0))","v":441.3}]
["Lindab Comfort Luftauslässe","AL21C","AL21C4252259010","Gitter Aluminium   AL21-C-425x225mm","Rahmen mit Klemmfedern, RAL9010",70,121.15,{"$f":"G16440*(1-VLOOKUP(F16440,Konditionen!$B:$G,6,0))","v":121.15}]
["Lindab Comfort Luftauslässe","AL21C","AL21C12252259010","Gitter Aluminium  AL21-C-1225x225mm","Rahmen mit Klemmfedern, RAL9010",70,267.2,{"$f":"G16445*(1-VLOOKUP(F16445,Konditionen!$B:$G,6,0))","v":267.2}]
["Lindab Comfort Luftauslässe","AL21C","AL21C2255259010","Gitter Aluminium   AL21-C-225x525mm","Rahmen mit Klemmfedern, RAL9010",70,152.65,{"$f":"G16462*(1-VLOOKUP(F16462,Konditionen!$B:$G,6,0))","v":152.65}]
["Lindab Comfort Luftauslässe","AL21C","AL21C1025759003","Gitter Aluminium   AL21-C-1025x75mm","Rahmen mit Klemmfedern, RAL9003",70,130.80000000000001,{"$f":"G16476*(1-VLOOKUP(F16476,Konditionen!$B:$G,6,0))","v":130.80000000000001}]
["Lindab Comfort Luftauslässe","AL21C","AL21C10251259003","Gitter Aluminium  AL21-C-1025x125mm","Rahmen mit Klemmfedern, RAL9003",70,162.80000000000001,{"$f":"G16484*(1-VLOOKUP(F16484,Konditionen!$B:$G,6,0))","v":162.80000000000001}]
["Lindab Comfort Luftauslässe","AL21C","AL21C8252259003","Gitter Aluminium   AL21-C-825x225mm","Rahmen mit Klemmfedern, RAL9003",70,193.85,{"$f":"G16491*(1-VLOOKUP(F16491,Konditionen!$B:$G,6,0))","v":193.85}]
["Lindab Comfort Luftauslässe","AL21C","AL21C5255259003","Gitter Aluminium   AL21-C-525x525mm","Rahmen mit Klemmfedern, RAL9003",70,258.45,{"$f":"G16513*(1-VLOOKUP(F16513,Konditionen!$B:$G,6,0))","v":258.45}]
["Lindab Comfort Luftauslässe","AL21V","AL21V225125ELOX","Gitter Aluminium   AL21-V-225x125mm","sicht. Schraubbef., natureloxiert",70,63.15,{"$f":"G16526*(1-VLOOKUP(F16526,Konditionen!$B:$G,6,0))","v":63.15}]
["Lindab Comfort Luftauslässe","AL21V","AL21V1025125ELOX","Gitter Aluminium  AL21-V-1025x125mm","sicht. Schraubbef., natureloxiert",70,162.80000000000001,{"$f":"G16532*(1-VLOOKUP(F16532,Konditionen!$B:$G,6,0))","v":162.80000000000001}]
["Lindab Comfort Luftauslässe","AL21V","AL21V1025325ELOX","Gitter Aluminium  AL21-V-1025x325mm","sicht. Schraubbef., natureloxiert",70,301.3,{"$f":"G16548*(1-VLOOKUP(F16548,Konditionen!$B:$G,6,0))","v":301.3}]
["Lindab Comfort Luftauslässe","AL21V","AL21V825425ELOX","Gitter Aluminium   AL21-V-825x425mm","sicht. Schraubbef., natureloxiert",70,311.10000000000002,{"$f":"G16555*(1-VLOOKUP(F16555,Konditionen!$B:$G,6,0))","v":311.10000000000002}]
["Lindab Comfort Luftauslässe","AL21V","AL21V5251259010","Gitter Aluminium   AL21-V-525x125mm","sicht. Schraubbefestigung, RAL9010",70,97.95,{"$f":"G16577*(1-VLOOKUP(F16577,Konditionen!$B:$G,6,0))","v":97.95}]
["Lindab Comfort Luftauslässe","AL21V","AL21V2253259010","Gitter Aluminium   AL21-V-225x325mm","sicht. Schraubbefestigung, RAL9010",70,107.8,{"$f":"G16590*(1-VLOOKUP(F16590,Konditionen!$B:$G,6,0))","v":107.8}]
["Lindab Comfort Luftauslässe","AL21V","AL21V4254259010","Gitter Aluminium   AL21-V-425x425mm","sicht. Schraubbefestigung, RAL9010",70,190.35,{"$f":"G16600*(1-VLOOKUP(F16600,Konditionen!$B:$G,6,0))","v":190.35}]
["Lindab Comfort Luftauslässe","AL21V","AL21V10255259010","Gitter Aluminium  AL21-V-1025x525mm","sicht. Schraubbefestigung, RAL9010",70,441.3,{"$f":"G16612*(1-VLOOKUP(F16612,Konditionen!$B:$G,6,0))","v":441.3}]
["Lindab Comfort Luftauslässe","AL21V","AL21V3251259003","Gitter Aluminium   AL21-V-325x125mm","sicht. Schraubbefestigung, RAL9003",70,73.099999999999994,{"$f":"G16623*(1-VLOOKUP(F16623,Konditionen!$B:$G,6,0))","v":73.099999999999994}]
["Lindab Comfort Luftauslässe","AL21V","AL21V2253259003","Gitter Aluminium   AL21-V-225x325mm","sicht. Schraubbefestigung, RAL9003",70,107.8,{"$f":"G16638*(1-VLOOKUP(F16638,Konditionen!$B:$G,6,0))","v":107.8}]
["Lindab Comfort Luftauslässe","AL21V","AL21V2255259003","Gitter Aluminium   AL21-V-225x525mm","sicht. Schraubbefestigung, RAL9003",70,152.65,{"$f":"G16654*(1-VLOOKUP(F16654,Konditionen!$B:$G,6,0))","v":152.65}]
["Lindab Comfort Luftauslässe","AL21V","AL21V4255259003","Gitter Aluminium   AL21-V-425x525mm","sicht. Schraubbefestigung, RAL9003",70,223.75,{"$f":"G16656*(1-VLOOKUP(F16656,Konditionen!$B:$G,6,0))","v":223.75}]
["Lindab Comfort Luftauslässe","AR11C","AR11C82575ELOX","Gitter Aluminium    AR11-C-825x75mm","mit Klemmfedern, natureloxiert",70,63.4,{"$f":"G16667*(1-VLOOKUP(F16667,Konditionen!$B:$G,6,0))","v":63.4}]
["Lindab Comfort Luftauslässe","AR11C","AR11C825325ELOX","Gitter Aluminium   AR11-C-825x325mm","mit Klemmfedern, natureloxiert",70,150.35,{"$f":"G16691*(1-VLOOKUP(F16691,Konditionen!$B:$G,6,0))","v":150.35}]
["Lindab Comfort Luftauslässe","AR11C","AR11C225525ELOX","Gitter Aluminium   AR11-C-225x525mm","mit Klemmfedern, natureloxiert",70,79.7,{"$f":"G16702*(1-VLOOKUP(F16702,Konditionen!$B:$G,6,0))","v":79.7}]
["Lindab Comfort Luftauslässe","AR11C","AR11C525525ELOX","Gitter Aluminium   AR11-C-525x525mm","mit Klemmfedern, natureloxiert",70,133.80000000000001,{"$f":"G16705*(1-VLOOKUP(F16705,Konditionen!$B:$G,6,0))","v":133.80000000000001}]
["Lindab Comfort Luftauslässe","AR11C","AR11C10251259010","Gitter Aluminium  AR11-C-1025x125mm","Rahmen mit Klemmfedern, RAL9010",70,94.15,{"$f":"G16724*(1-VLOOKUP(F16724,Konditionen!$B:$G,6,0))","v":94.15}]
["Lindab Comfort Luftauslässe","AR11C","AR11C8252259010","Gitter Aluminium   AR11-C-825x225mm","Rahmen mit Klemmfedern, RAL9010",70,116.55,{"$f":"G16731*(1-VLOOKUP(F16731,Konditionen!$B:$G,6,0))","v":116.55}]
["Lindab Comfort Luftauslässe","AR11C","AR11C8254259010","Gitter Aluminium   AR11-C-825x425mm","Rahmen mit Klemmfedern, RAL9010",70,186.75,{"$f":"G16747*(1-VLOOKUP(F16747,Konditionen!$B:$G,6,0))","v":186.75}]
["Lindab Comfort Luftauslässe","AR11C","AR11C2251259003","Gitter Aluminium   AR11-C-225x125mm","Rahmen mit Klemmfedern, RAL9003",70,34,{"$f":"G16766*(1-VLOOKUP(F16766,Konditionen!$B:$G,6,0))","v":34}]
["Lindab Comfort Luftauslässe","AR11C","AR11C5251259003","Gitter Aluminium   AR11-C-525x125mm","Rahmen mit Klemmfedern, RAL9003",70,50.95,{"$f":"G16769*(1-VLOOKUP(F16769,Konditionen!$B:$G,6,0))","v":50.95}]
["Lindab Comfort Luftauslässe","AR11C","AR11C4254259003","Gitter Aluminium   AR11-C-425x425mm","Rahmen mit Klemmfedern, RAL9003",70,98.3,{"$f":"G16792*(1-VLOOKUP(F16792,Konditionen!$B:$G,6,0))","v":98.3}]
["Lindab Comfort Luftauslässe","AR11C","AR11C8254259003","Gitter Aluminium   AR11-C-825x425mm","Rahmen mit Klemmfedern, RAL9003",70,186.75,{"$f":"G16795*(1-VLOOKUP(F16795,Konditionen!$B:$G,6,0))","v":186.75}]
["Lindab Comfort Luftauslässe","AR11V","AR11V325125ELOX","Gitter Aluminium   AR11-V-325x125mm","sicht. Schraubbef., natureloxiert",70,39.1,{"$f":"G16815*(1-VLOOKUP(F16815,Konditionen!$B:$G,6,0))","v":39.1}]
["Lindab Comfort Luftauslässe","AR11V","AR11V225325ELOX","Gitter Aluminium   AR11-V-225x325mm","sicht. Schraubbef., natureloxiert",70,56.05,{"$f":"G16830*(1-VLOOKUP(F16830,Konditionen!$B:$G,6,0))","v":56.05}]
["Lindab Comfort Luftauslässe","AR11V","AR11V1225325ELOX","Gitter Aluminium  AR11-V-1225x325mm","sicht. Schraubbef., natureloxiert",70,207.2,{"$f":"G16837*(1-VLOOKUP(F16837,Konditionen!$B:$G,6,0))","v":207.2}]
["Lindab Comfort Luftauslässe","AR11V","AR11V425525ELOX","Gitter Aluminium   AR11-V-425x525mm","sicht. Schraubbef., natureloxiert",70,116.05,{"$f":"G16848*(1-VLOOKUP(F16848,Konditionen!$B:$G,6,0))","v":116.05}]
["Lindab Comfort Luftauslässe","AR11V","AR11V825759010","Gitter Aluminium    AR11-V-825x75mm","sicht. Schraubbefestigung, RAL9010",70,63.4,{"$f":"G16859*(1-VLOOKUP(F16859,Konditionen!$B:$G,6,0))","v":63.4}]
["Lindab Comfort Luftauslässe","AR11V","AR11V3252259010","Gitter Aluminium   AR11-V-325x225mm","sicht. Schraubbefestigung, RAL9010",70,53.3,{"$f":"G16871*(1-VLOOKUP(F16871,Konditionen!$B:$G,6,0))","v":53.3}]
["Lindab Comfort Luftauslässe","AR11V","AR11V5253259010","Gitter Aluminium   AR11-V-525x325mm","sicht. Schraubbefestigung, RAL9010",70,91.45,{"$f":"G16881*(1-VLOOKUP(F16881,Konditionen!$B:$G,6,0))","v":91.45}]
["Lindab Comfort Luftauslässe","AR11V","AR11V225759003","Gitter Aluminium    AR11-V-225x75mm","sicht. Schraubbefestigung, RAL9003",70,27.8,{"$f":"G16902*(1-VLOOKUP(F16902,Konditionen!$B:$G,6,0))","v":27.8}]
["Lindab Comfort Luftauslässe","AR11V","AR11V10251259003","Gitter Aluminium  AR11-V-1025x125mm","sicht. Schraubbefestigung, RAL9003",70,94.15,{"$f":"G16916*(1-VLOOKUP(F16916,Konditionen!$B:$G,6,0))","v":94.15}]
["Lindab Comfort Luftauslässe","AR11V","AR11V8252259003","Gitter Aluminium   AR11-V-825x225mm","sicht. Schraubbefestigung, RAL9003",70,116.55,{"$f":"G16923*(1-VLOOKUP(F16923,Konditionen!$B:$G,6,0))","v":116.55}]
["Lindab Comfort Luftauslässe","AR11V","AR11V8254259003","Gitter Aluminium   AR11-V-825x425mm","sicht. Schraubbefestigung, RAL9003",70,186.75,{"$f":"G16939*(1-VLOOKUP(F16939,Konditionen!$B:$G,6,0))","v":186.75}]
["Lindab Comfort Luftauslässe","AR11V","AR11V5255259003","Gitter Aluminium   AR11-V-525x525mm","sicht. Schraubbefestigung, RAL9003",70,133.80000000000001,{"$f":"G16945*(1-VLOOKUP(F16945,Konditionen!$B:$G,6,0))","v":133.80000000000001}]
["Lindab Comfort Luftauslässe","WLA22VN","WLA22VN1400250","WSG Alu        WLA22-V-N-1400x250mm","Wetterschutzgitter, mit Vogelschutz",70,280.3,{"$f":"G16958*(1-VLOOKUP(F16958,Konditionen!$B:$G,6,0))","v":280.3}]
["Lindab Comfort Luftauslässe","WLA22VN","WLA22VN1000400","WSG Alu        WLA22-V-N-1000x400mm","Wetterschutzgitter, mit Vogelschutz",70,302.39999999999998,{"$f":"G16980*(1-VLOOKUP(F16980,Konditionen!$B:$G,6,0))","v":302.39999999999998}]
["Lindab Comfort Luftauslässe","WLA22VN","WLA22VN500500","WSG Alu         WLA22-V-N-500x500mm","Wetterschutzgitter, mit Vogelschutz",70,217.25,{"$f":"G16987*(1-VLOOKUP(F16987,Konditionen!$B:$G,6,0))","v":217.25}]
["Lindab Comfort Luftauslässe","WLA22VN","WLA22VN900600","WSG Alu         WLA22-V-N-900x600mm","Wetterschutzgitter, mit Vogelschutz",70,370.25,{"$f":"G17003*(1-VLOOKUP(F17003,Konditionen!$B:$G,6,0))","v":370.25}]
["Lindab Comfort Luftauslässe","WLA22VN","WLA22VN2000600","WSG Alu        WLA22-V-N-2000x600mm","Wetterschutzgitter, mit Vogelschutz",70,763,{"$f":"G17009*(1-VLOOKUP(F17009,Konditionen!$B:$G,6,0))","v":763}]
["Lindab Comfort Luftauslässe","WLA22VN","WLA22VN800800","WSG Alu         WLA22-V-N-800x800mm","Wetterschutzgitter, mit Vogelschutz",70,439.2,{"$f":"G17026*(1-VLOOKUP(F17026,Konditionen!$B:$G,6,0))","v":439.2}]
["Lindab Comfort Luftauslässe","WLA22VN","WLA22VN1800900","WSG Alu        WLA22-V-N-1800x900mm","Wetterschutzgitter, mit Vogelschutz",70,1006,{"$f":"G17044*(1-VLOOKUP(F17044,Konditionen!$B:$G,6,0))","v":1006}]
["Lindab Comfort Luftauslässe","WLA22VN","WLA22VN9001000","WSG Alu        WLA22-V-N-900x1000mm","Wetterschutzgitter, mit Vogelschutz",70,579.25,{"$f":"G17051*(1-VLOOKUP(F17051,Konditionen!$B:$G,6,0))","v":579.25}]
["Lindab Comfort Luftauslässe","WLA22VN","WLA22VN5001200","WSG Alu        WLA22-V-N-500x1200mm","Wetterschutzgitter, mit Vogelschutz",70,440.65,{"$f":"G17059*(1-VLOOKUP(F17059,Konditionen!$B:$G,6,0))","v":440.65}]
["Lindab Comfort Luftauslässe","WLA22VN","WLA22VN7001400","WSG Alu        WLA22-V-N-700x1400mm","Wetterschutzgitter, mit Vogelschutz",70,646.29999999999995,{"$f":"G17073*(1-VLOOKUP(F17073,Konditionen!$B:$G,6,0))","v":646.29999999999995}]
["Lindab Comfort Luftauslässe","WLA22VN","WLA22VN4001800","WSG Alu        WLA22-V-N-400x1800mm","Wetterschutzgitter, mit Vogelschutz",70,557.25,{"$f":"G17094*(1-VLOOKUP(F17094,Konditionen!$B:$G,6,0))","v":557.25}]
["Lindab Comfort Luftauslässe","WLA22VN","WLA22VN9001800","WSG Alu        WLA22-V-N-900x1800mm","Wetterschutzgitter, mit Vogelschutz",70,996.1,{"$f":"G17099*(1-VLOOKUP(F17099,Konditionen!$B:$G,6,0))","v":996.1}]
["Lindab Comfort Luftauslässe","WLA22VN","WLA22VN20002000","WSG Alu       WLA22-V-N-2000x2000mm","Wetterschutzgitter, mit Vogelschutz",70,2386,{"$f":"G17117*(1-VLOOKUP(F17117,Konditionen!$B:$G,6,0))","v":2386}]
["Lindab Comfort Luftauslässe","AT21V","AT21V200200ELOX","Türeinbaugitter    AT21-V-200x200mm","sicht. Schraubbef., natureloxiert",70,76.349999999999994,{"$f":"G17121*(1-VLOOKUP(F17121,Konditionen!$B:$G,6,0))","v":76.349999999999994}]
["Lindab Comfort Luftauslässe","AT21V","AT21V3003009010","Türeinbaugitter    AT21-V-300x300mm","sicht. Schraubbefestigung, RAL9010",70,105.3,{"$f":"G17137*(1-VLOOKUP(F17137,Konditionen!$B:$G,6,0))","v":105.3}]
["Lindab Comfort Luftauslässe","AT21V","AT21V4003009003","Türeinbaugitter    AT21-V-400x300mm","sicht. Schraubbefestigung, RAL9003",70,116.7,{"$f":"G17150*(1-VLOOKUP(F17150,Konditionen!$B:$G,6,0))","v":116.7}]
["Lindab Comfort Luftauslässe","AT21V","AT21V500400ELOX","Türeinbaugitter    AT21-V-500x400mm","sicht. Schraubbef., natureloxiert",70,156.5,{"$f":"G17163*(1-VLOOKUP(F17163,Konditionen!$B:$G,6,0))","v":156.5}]
["Lindab Comfort Luftauslässe","AT21V","AT21V6003009010","Türeinbaugitter    AT21-V-600x300mm","sicht. Schraubbefestigung, RAL9010",70,139.75,{"$f":"G17173*(1-VLOOKUP(F17173,Konditionen!$B:$G,6,0))","v":139.75}]
["Lindab Comfort Luftauslässe","SD11V","SD11V525425VZ","Gitter Stahl       SD11-V-525x425mm","Rahmen mit Warzenlöchern, verzinkt",70,74.3,{"$f":"G17185*(1-VLOOKUP(F17185,Konditionen!$B:$G,6,0))","v":74.3}]
["Lindab Comfort Luftauslässe","SD11V","SD11V1025225VZ","Gitter Stahl      SD11-V-1025x225mm","Rahmen mit Warzenlöchern, verzinkt",70,91.2,{"$f":"G17201*(1-VLOOKUP(F17201,Konditionen!$B:$G,6,0))","v":91.2}]
["Lindab Comfort Luftauslässe","SD12V","SD12V122575VZ","Gitter Stahl       SD12-V-1225x75mm","Rahmen mit Warzenlöchern, verzinkt",70,96.8,{"$f":"G17218*(1-VLOOKUP(F17218,Konditionen!$B:$G,6,0))","v":96.8}]
["Lindab Comfort Luftauslässe","SD12V","SD12V225225VZ","Gitter Stahl       SD12-V-225x225mm","Rahmen mit Warzenlöchern, verzinkt",70,41.1,{"$f":"G17227*(1-VLOOKUP(F17227,Konditionen!$B:$G,6,0))","v":41.1}]
["Lindab Comfort Luftauslässe","SD12V","SD12V1225325VZ","Gitter Stahl      SD12-V-1225x325mm","Rahmen mit Warzenlöchern, verzinkt",70,144.80000000000001,{"$f":"G17241*(1-VLOOKUP(F17241,Konditionen!$B:$G,6,0))","v":144.80000000000001}]
["Lindab Comfort Luftauslässe","SD12V","SD12V625525VZ","Gitter Stahl       SD12-V-625x525mm","Rahmen mit Warzenlöchern, verzinkt",70,102.8,{"$f":"G17249*(1-VLOOKUP(F17249,Konditionen!$B:$G,6,0))","v":102.8}]
["Lindab Comfort Luftauslässe","SD21V","SD21V225225VZ","Gitter Stahl       SD21-V-225x225mm","Rahmen mit Warzenlöchern, verzinkt",70,55.6,{"$f":"G17269*(1-VLOOKUP(F17269,Konditionen!$B:$G,6,0))","v":55.6}]
["Lindab Comfort Luftauslässe","SD21V","SD21V825225VZ","Gitter Stahl       SD21-V-825x225mm","Rahmen mit Warzenlöchern, verzinkt",70,131.75,{"$f":"G17274*(1-VLOOKUP(F17274,Konditionen!$B:$G,6,0))","v":131.75}]
["Lindab Comfort Luftauslässe","SD21V","SD21V625525VZ","Gitter Stahl       SD21-V-625x525mm","Rahmen mit Warzenlöchern, verzinkt",70,157.19999999999999,{"$f":"G17291*(1-VLOOKUP(F17291,Konditionen!$B:$G,6,0))","v":157.19999999999999}]
["Lindab Comfort Luftauslässe","SD22V","SD22V42575VZ","Gitter Stahl        SD22-V-425x75mm","Rahmen mit Warzenlöchern, verzinkt",70,53.55,{"$f":"G17297*(1-VLOOKUP(F17297,Konditionen!$B:$G,6,0))","v":53.55}]
["Lindab Comfort Luftauslässe","SD22V","SD22V425225VZ","Gitter Stahl       SD22-V-425x225mm","Rahmen mit Warzenlöchern, verzinkt",70,75.849999999999994,{"$f":"G17313*(1-VLOOKUP(F17313,Konditionen!$B:$G,6,0))","v":75.849999999999994}]
["Lindab Comfort Luftauslässe","SD22V","SD22V625525VZ","Gitter Stahl       SD22-V-625x525mm","Rahmen mit Warzenlöchern, verzinkt",70,157.19999999999999,{"$f":"G17333*(1-VLOOKUP(F17333,Konditionen!$B:$G,6,0))","v":157.19999999999999}]
["Lindab Comfort Luftauslässe","MFS","MFS82575","Einbaurahmen Stahl     MFS-825x75mm","zum Zusammenstecken",70,24.1,{"$f":"G17342*(1-VLOOKUP(F17342,Konditionen!$B:$G,6,0))","v":24.1}]
["Lindab Comfort Luftauslässe","MFS","MFS425225","Einbaurahmen Stahl    MFS-425x225mm","zum Zusammenstecken",70,17.5,{"$f":"G17355*(1-VLOOKUP(F17355,Konditionen!$B:$G,6,0))","v":17.5}]
["Lindab Comfort Luftauslässe","MFS","MFS325325","Einbaurahmen Stahl    MFS-325x325mm","zum Zusammenstecken",70,17.850000000000001,{"$f":"G17361*(1-VLOOKUP(F17361,Konditionen!$B:$G,6,0))","v":17.850000000000001}]
["Lindab Comfort Luftauslässe","MFS","MFS1025525","Einbaurahmen Stahl   MFS-1025x525mm","zum Zusammenstecken",70,39.75,{"$f":"G17377*(1-VLOOKUP(F17377,Konditionen!$B:$G,6,0))","v":39.75}]
["Lindab Comfort Luftauslässe","DGS","DGS325225","Mengeneinstellsatz    DGS-325x225mm","als gegenläufige Mengenregulierung",70,38.549999999999997,{"$f":"G17396*(1-VLOOKUP(F17396,Konditionen!$B:$G,6,0))","v":38.549999999999997}]
["Lindab Comfort Luftauslässe","DGS","DGS625225","Mengeneinstellsatz    DGS-625x225mm","als gegenläufige Mengenregulierung",70,58.6,{"$f":"G17399*(1-VLOOKUP(F17399,Konditionen!$B:$G,6,0))","v":58.6}]
["Lindab Comfort Luftauslässe","DGS","DGS1025525","Mengeneinstellsatz   DGS-1025x525mm","als gegenläufige Mengenregulierung",70,147.80000000000001,{"$f":"G17419*(1-VLOOKUP(F17419,Konditionen!$B:$G,6,0))","v":147.80000000000001}]
["Lindab Comfort Luftauslässe","SD11V","SD11V5255259010","Gitter Stahl       SD11-V-525x525mm","Rahmen mit Warzenlöchern, RAL9010",70,85.05,{"$f":"G17429*(1-VLOOKUP(F17429,Konditionen!$B:$G,6,0))","v":85.05}]
["Lindab Comfort Luftauslässe","SD11V","SD11V8255259010","Gitter Stahl       SD11-V-825x525mm","Rahmen mit Warzenlöchern, RAL9010",70,133.80000000000001,{"$f":"G17441*(1-VLOOKUP(F17441,Konditionen!$B:$G,6,0))","v":133.80000000000001}]
["Lindab Comfort Luftauslässe","SD11V","SD11V12254259010","Gitter Stahl      SD11-V-1225x425mm","Rahmen mit Warzenlöchern, RAL9010",70,157.19999999999999,{"$f":"G17452*(1-VLOOKUP(F17452,Konditionen!$B:$G,6,0))","v":157.19999999999999}]
["Lindab Comfort Luftauslässe","SD12V","SD12V3251259010","Gitter Stahl       SD12-V-325x125mm","Rahmen mit Warzenlöchern, RAL9010",70,42.05,{"$f":"G17463*(1-VLOOKUP(F17463,Konditionen!$B:$G,6,0))","v":42.05}]
["Lindab Comfort Luftauslässe","SD12V","SD12V10253259010","Gitter Stahl      SD12-V-1025x325mm","Rahmen mit Warzenlöchern, RAL9010",70,125.8,{"$f":"G17483*(1-VLOOKUP(F17483,Konditionen!$B:$G,6,0))","v":125.8}]
["Lindab Comfort Luftauslässe","SD21V","SD21V325759010","Gitter Stahl        SD21-V-325x75mm","Rahmen mit Warzenlöchern, RAL9010",70,48.65,{"$f":"G17497*(1-VLOOKUP(F17497,Konditionen!$B:$G,6,0))","v":48.65}]
["Lindab Comfort Luftauslässe","SD21V","SD21V3251259010","Gitter Stahl       SD21-V-325x125mm","Rahmen mit Warzenlöchern, RAL9010",70,51.5,{"$f":"G17505*(1-VLOOKUP(F17505,Konditionen!$B:$G,6,0))","v":51.5}]
["Lindab Comfort Luftauslässe","SD21V","SD21V3253259010","Gitter Stahl       SD21-V-325x325mm","Rahmen mit Warzenlöchern, RAL9010",70,76.7,{"$f":"G17520*(1-VLOOKUP(F17520,Konditionen!$B:$G,6,0))","v":76.7}]
["Lindab Comfort Luftauslässe","SD21V","SD21V10254259010","Gitter Stahl      SD21-V-1025x425mm","Rahmen mit Warzenlöchern, RAL9010",70,217.55,{"$f":"G17531*(1-VLOOKUP(F17531,Konditionen!$B:$G,6,0))","v":217.55}]
["Lindab Comfort Luftauslässe","SD22V","SD22V3251259010","Gitter Stahl       SD22-V-325x125mm","Rahmen mit Warzenlöchern, RAL9010",70,51.5,{"$f":"G17547*(1-VLOOKUP(F17547,Konditionen!$B:$G,6,0))","v":51.5}]
["Lindab Comfort Luftauslässe","SD22V","SD22V12251259010","Gitter Stahl      SD22-V-1225x125mm","Rahmen mit Warzenlöchern, RAL9010",70,137,{"$f":"G17553*(1-VLOOKUP(F17553,Konditionen!$B:$G,6,0))","v":137}]
["Lindab Comfort Luftauslässe","SD22V","SD22V4254259010","Gitter Stahl       SD22-V-425x425mm","Rahmen mit Warzenlöchern, RAL9010",70,103.05,{"$f":"G17569*(1-VLOOKUP(F17569,Konditionen!$B:$G,6,0))","v":103.05}]
["Lindab Comfort Luftauslässe","SD22V","SD22V6255259010","Gitter Stahl       SD22-V-625x525mm","Rahmen mit Warzenlöchern, RAL9010",70,157.19999999999999,{"$f":"G17576*(1-VLOOKUP(F17576,Konditionen!$B:$G,6,0))","v":157.19999999999999}]
["Lindab Comfort Luftauslässe","SD11V","SD11V825759003","Gitter Stahl        SD11-V-825x75mm","Rahmen mit Warzenlöchern, RAL9003",70,51.5,{"$f":"G17595*(1-VLOOKUP(F17595,Konditionen!$B:$G,6,0))","v":51.5}]
["Lindab Comfort Luftauslässe","SD11V","SD11V8254259003","Gitter Stahl       SD11-V-825x425mm","Rahmen mit Warzenlöchern, RAL9003",70,117,{"$f":"G17599*(1-VLOOKUP(F17599,Konditionen!$B:$G,6,0))","v":117}]
["Lindab Comfort Luftauslässe","SD12V","SD12V625759003","Gitter Stahl        SD12-V-625x75mm","Rahmen mit Warzenlöchern, RAL9003",70,60.45,{"$f":"G17617*(1-VLOOKUP(F17617,Konditionen!$B:$G,6,0))","v":60.45}]
["Lindab Comfort Luftauslässe","SD12V","SD12V6252259003","Gitter Stahl       SD12-V-625x225mm","Rahmen mit Warzenlöchern, RAL9003",70,78.150000000000006,{"$f":"G17633*(1-VLOOKUP(F17633,Konditionen!$B:$G,6,0))","v":78.150000000000006}]
["Lindab Comfort Luftauslässe","SD12V","SD12V4254259003","Gitter Stahl       SD12-V-425x425mm","Rahmen mit Warzenlöchern, RAL9003",70,68.45,{"$f":"G17644*(1-VLOOKUP(F17644,Konditionen!$B:$G,6,0))","v":68.45}]
["Lindab Comfort Luftauslässe","SD21V","SD21V625759003","Gitter Stahl        SD21-V-625x75mm","Rahmen mit Warzenlöchern, RAL9003",70,75.55,{"$f":"G17659*(1-VLOOKUP(F17659,Konditionen!$B:$G,6,0))","v":75.55}]
["Lindab Comfort Luftauslässe","SD21V","SD21V6251259003","Gitter Stahl       SD21-V-625x125mm","Rahmen mit Warzenlöchern, RAL9003",70,79.3,{"$f":"G17667*(1-VLOOKUP(F17667,Konditionen!$B:$G,6,0))","v":79.3}]
["Lindab Comfort Luftauslässe","SD21V","SD21V5253259003","Gitter Stahl       SD21-V-525x325mm","Rahmen mit Warzenlöchern, RAL9003",70,102.8,{"$f":"G17681*(1-VLOOKUP(F17681,Konditionen!$B:$G,6,0))","v":102.8}]
["Lindab Comfort Luftauslässe","SD21V","SD21V6254259003","Gitter Stahl       SD21-V-625x425mm","Rahmen mit Warzenlöchern, RAL9003",70,138.15,{"$f":"G17688*(1-VLOOKUP(F17688,Konditionen!$B:$G,6,0))","v":138.15}]
["Lindab Comfort Luftauslässe","SD22V","SD22V525759003","Gitter Stahl        SD22-V-525x75mm","Rahmen mit Warzenlöchern, RAL9003",70,61.05,{"$f":"G17700*(1-VLOOKUP(F17700,Konditionen!$B:$G,6,0))","v":61.05}]
["Lindab Comfort Luftauslässe","SD22V","SD22V5253259003","Gitter Stahl       SD22-V-525x325mm","Rahmen mit Warzenlöchern, RAL9003",70,102.8,{"$f":"G17723*(1-VLOOKUP(F17723,Konditionen!$B:$G,6,0))","v":102.8}]
["Lindab Comfort Luftauslässe","SD22V","SD22V6255259003","Gitter Stahl       SD22-V-625x525mm","Rahmen mit Warzenlöchern, RAL9003",70,157.19999999999999,{"$f":"G17735*(1-VLOOKUP(F17735,Konditionen!$B:$G,6,0))","v":157.19999999999999}]
["Lindab Comfort Luftauslässe","SD11C","SD11C525325VZ","Gitter Stahl       SD11-C-525x325mm","Rahmen mit Klemmfedern, verzinkt",70,63.95,{"$f":"G17745*(1-VLOOKUP(F17745,Konditionen!$B:$G,6,0))","v":63.95}]
["Lindab Comfort Luftauslässe","SD11C","SD11C625425VZ","Gitter Stahl       SD11-C-625x425mm","Rahmen mit Klemmfedern, verzinkt",70,87.1,{"$f":"G17752*(1-VLOOKUP(F17752,Konditionen!$B:$G,6,0))","v":87.1}]
["Lindab Comfort Luftauslässe","SD11C","SD11C1225225VZ","Gitter Stahl      SD11-C-1225x225mm","Rahmen mit Klemmfedern, verzinkt",70,104.55,{"$f":"G17768*(1-VLOOKUP(F17768,Konditionen!$B:$G,6,0))","v":104.55}]
["Lindab Comfort Luftauslässe","SD12C","SD12C1225125VZ","Gitter Stahl      SD12-C-1225x125mm","Rahmen mit Klemmfedern, verzinkt",70,108.95,{"$f":"G17787*(1-VLOOKUP(F17787,Konditionen!$B:$G,6,0))","v":108.95}]
["Lindab Comfort Luftauslässe","SD12C","SD12C625325VZ","Gitter Stahl       SD12-C-625x325mm","Rahmen mit Klemmfedern, verzinkt",70,86.45,{"$f":"G17799*(1-VLOOKUP(F17799,Konditionen!$B:$G,6,0))","v":86.45}]
["Lindab Comfort Luftauslässe","SD12C","SD12C525525VZ","Gitter Stahl       SD12-C-525x525mm","Rahmen mit Klemmfedern, verzinkt",70,86.2,{"$f":"G17809*(1-VLOOKUP(F17809,Konditionen!$B:$G,6,0))","v":86.2}]
["Lindab Comfort Luftauslässe","SD21C","SD21C42575VZ","Gitter Stahl        SD21-C-425x75mm","Rahmen mit Klemmfedern, verzinkt",70,56.05,{"$f":"G17816*(1-VLOOKUP(F17816,Konditionen!$B:$G,6,0))","v":56.05}]
["Lindab Comfort Luftauslässe","SD21C","SD21C1025225VZ","Gitter Stahl      SD21-C-1025x225mm","Rahmen mit Klemmfedern, verzinkt",70,153.35,{"$f":"G17836*(1-VLOOKUP(F17836,Konditionen!$B:$G,6,0))","v":153.35}]
["Lindab Comfort Luftauslässe","SD21C","SD21C325325VZ","Gitter Stahl       SD21-C-325x325mm","Rahmen mit Klemmfedern, verzinkt",70,76.7,{"$f":"G17838*(1-VLOOKUP(F17838,Konditionen!$B:$G,6,0))","v":76.7}]
["Lindab Comfort Luftauslässe","SD21C","SD21C1225525VZ","Gitter Stahl      SD21-C-1225x525mm","Rahmen mit Klemmfedern, verzinkt",70,298.95,{"$f":"G17855*(1-VLOOKUP(F17855,Konditionen!$B:$G,6,0))","v":298.95}]
["Lindab Comfort Luftauslässe","SD22C","SD22C325225VZ","Gitter Stahl       SD22-C-325x225mm","Rahmen mit Klemmfedern, verzinkt",70,65.7,{"$f":"G17873*(1-VLOOKUP(F17873,Konditionen!$B:$G,6,0))","v":65.7}]
["Lindab Comfort Luftauslässe","SD22C","SD22C1025225VZ","Gitter Stahl      SD22-C-1025x225mm","Rahmen mit Klemmfedern, verzinkt",70,153.65,{"$f":"G17878*(1-VLOOKUP(F17878,Konditionen!$B:$G,6,0))","v":153.65}]
["Lindab Comfort Luftauslässe","SD22C","SD22C825525VZ","Gitter Stahl       SD22-C-825x525mm","Rahmen mit Klemmfedern, verzinkt",70,211.1,{"$f":"G17895*(1-VLOOKUP(F17895,Konditionen!$B:$G,6,0))","v":211.1}]
["Lindab Comfort Luftauslässe","SD11C","SD11C5251259010","Gitter Stahl       SD11-C-525x125mm","Rahmen mit Klemmfedern, RAL9010",70,39.1,{"$f":"G17902*(1-VLOOKUP(F17902,Konditionen!$B:$G,6,0))","v":39.1}]
["Lindab Comfort Luftauslässe","SD11C","SD11C10254259010","Gitter Stahl      SD11-C-1025x425mm","Rahmen mit Klemmfedern, RAL9010",70,132.65,{"$f":"G17923*(1-VLOOKUP(F17923,Konditionen!$B:$G,6,0))","v":132.65}]
["Lindab Comfort Luftauslässe","SD12C","SD12C1025759010","Gitter Stahl       SD12-C-1025x75mm","Rahmen mit Klemmfedern, RAL9010",70,85.3,{"$f":"G17937*(1-VLOOKUP(F17937,Konditionen!$B:$G,6,0))","v":85.3}]
["Lindab Comfort Luftauslässe","SD12C","SD12C12251259010","Gitter Stahl      SD12-C-1225x125mm","Rahmen mit Klemmfedern, RAL9010",70,108.95,{"$f":"G17946*(1-VLOOKUP(F17946,Konditionen!$B:$G,6,0))","v":108.95}]
["Lindab Comfort Luftauslässe","SD12C","SD12C5254259010","Gitter Stahl       SD12-C-525x425mm","Rahmen mit Klemmfedern, RAL9010",70,79.3,{"$f":"G17963*(1-VLOOKUP(F17963,Konditionen!$B:$G,6,0))","v":79.3}]
["Lindab Comfort Luftauslässe","SD12C","SD12C10254259010","Gitter Stahl      SD12-C-1025x425mm","Rahmen mit Klemmfedern, RAL9010",70,138.6,{"$f":"G17966*(1-VLOOKUP(F17966,Konditionen!$B:$G,6,0))","v":138.6}]
["Lindab Comfort Luftauslässe","SD21C","SD21C1025759010","Gitter Stahl       SD21-C-1025x75mm","Rahmen mit Klemmfedern, RAL9010",70,111.9,{"$f":"G17979*(1-VLOOKUP(F17979,Konditionen!$B:$G,6,0))","v":111.9}]
["Lindab Comfort Luftauslässe","SD21C","SD21C8253259010","Gitter Stahl       SD21-C-825x325mm","Rahmen mit Klemmfedern, RAL9010",70,159.30000000000001,{"$f":"G18001*(1-VLOOKUP(F18001,Konditionen!$B:$G,6,0))","v":159.30000000000001}]
["Lindab Comfort Luftauslässe","SD21C","SD21C10253259010","Gitter Stahl      SD21-C-1025x325mm","Rahmen mit Klemmfedern, RAL9010",70,186.25,{"$f":"G18002*(1-VLOOKUP(F18002,Konditionen!$B:$G,6,0))","v":186.25}]
["Lindab Comfort Luftauslässe","SD21C","SD21C12255259010","Gitter Stahl      SD21-C-1225x525mm","Rahmen mit Klemmfedern, RAL9010",70,298.95,{"$f":"G18014*(1-VLOOKUP(F18014,Konditionen!$B:$G,6,0))","v":298.95}]
["Lindab Comfort Luftauslässe","SD22C","SD22C12251259010","Gitter Stahl      SD22-C-1225x125mm","Rahmen mit Klemmfedern, RAL9010",70,137,{"$f":"G18030*(1-VLOOKUP(F18030,Konditionen!$B:$G,6,0))","v":137}]
["Lindab Comfort Luftauslässe","SD22C","SD22C5254259010","Gitter Stahl       SD22-C-525x425mm","Rahmen mit Klemmfedern, RAL9010",70,118.65,{"$f":"G18047*(1-VLOOKUP(F18047,Konditionen!$B:$G,6,0))","v":118.65}]
["Lindab Comfort Luftauslässe","SD22C","SD22C5255259010","Gitter Stahl       SD22-C-525x525mm","Rahmen mit Klemmfedern, RAL9010",70,135,{"$f":"G18052*(1-VLOOKUP(F18052,Konditionen!$B:$G,6,0))","v":135}]
["Lindab Comfort Luftauslässe","SD11C","SD11C6254259003","Gitter Stahl       SD11-C-625x425mm","Rahmen mit Klemmfedern, RAL9003",70,87.1,{"$f":"G18070*(1-VLOOKUP(F18070,Konditionen!$B:$G,6,0))","v":87.1}]
["Lindab Comfort Luftauslässe","SD11C","SD11C1025759003","Gitter Stahl       SD11-C-1025x75mm","Rahmen mit Klemmfedern, RAL9003",70,58.1,{"$f":"G18078*(1-VLOOKUP(F18078,Konditionen!$B:$G,6,0))","v":58.1}]
["Lindab Comfort Luftauslässe","SD12C","SD12C525759003","Gitter Stahl        SD12-C-525x75mm","Rahmen mit Klemmfedern, RAL9003",70,50.7,{"$f":"G18093*(1-VLOOKUP(F18093,Konditionen!$B:$G,6,0))","v":50.7}]
["Lindab Comfort Luftauslässe","SD12C","SD12C12252259003","Gitter Stahl      SD12-C-1225x225mm","Rahmen mit Klemmfedern, RAL9003",70,127.85,{"$f":"G18113*(1-VLOOKUP(F18113,Konditionen!$B:$G,6,0))","v":127.85}]
["Lindab Comfort Luftauslässe","SD12C","SD12C12253259003","Gitter Stahl      SD12-C-1225x325mm","Rahmen mit Klemmfedern, RAL9003",70,144.80000000000001,{"$f":"G18120*(1-VLOOKUP(F18120,Konditionen!$B:$G,6,0))","v":144.80000000000001}]
["Lindab Comfort Luftauslässe","SD21C","SD21C1025759003","Gitter Stahl       SD21-C-1025x75mm","Rahmen mit Klemmfedern, RAL9003",70,111.9,{"$f":"G18138*(1-VLOOKUP(F18138,Konditionen!$B:$G,6,0))","v":111.9}]
["Lindab Comfort Luftauslässe","SD21C","SD21C4251259003","Gitter Stahl       SD21-C-425x125mm","Rahmen mit Klemmfedern, RAL9003",70,59.2,{"$f":"G18142*(1-VLOOKUP(F18142,Konditionen!$B:$G,6,0))","v":59.2}]
["Lindab Comfort Luftauslässe","SD21C","SD21C10253259003","Gitter Stahl      SD21-C-1025x325mm","Rahmen mit Klemmfedern, RAL9003",70,186.25,{"$f":"G18161*(1-VLOOKUP(F18161,Konditionen!$B:$G,6,0))","v":186.25}]
["Lindab Comfort Luftauslässe","SD22C","SD22C525759003","Gitter Stahl        SD22-C-525x75mm","Rahmen mit Klemmfedern, RAL9003",70,61.05,{"$f":"G18177*(1-VLOOKUP(F18177,Konditionen!$B:$G,6,0))","v":61.05}]
["Lindab Comfort Luftauslässe","SD22C","SD22C4251259003","Gitter Stahl       SD22-C-425x125mm","Rahmen mit Klemmfedern, RAL9003",70,59.2,{"$f":"G18184*(1-VLOOKUP(F18184,Konditionen!$B:$G,6,0))","v":59.2}]
["Lindab Comfort Luftauslässe","SD22C","SD22C6252259003","Gitter Stahl       SD22-C-625x225mm","Rahmen mit Klemmfedern, RAL9003",70,100.9,{"$f":"G18194*(1-VLOOKUP(F18194,Konditionen!$B:$G,6,0))","v":100.9}]
["Lindab Comfort Luftauslässe","SD22C","SD22C5254259003","Gitter Stahl       SD22-C-525x425mm","Rahmen mit Klemmfedern, RAL9003",70,118.65,{"$f":"G18206*(1-VLOOKUP(F18206,Konditionen!$B:$G,6,0))","v":118.65}]
["Lindab Comfort Luftauslässe","SD11C","SD11C3251259003","Gitter Stahl       SD11-C-325x125mm","Rahmen mit Klemmfedern, RAL9003",70,33.5,{"$f":"G18225*(1-VLOOKUP(F18225,Konditionen!$B:$G,6,0))","v":33.5}]
["Lindab Comfort Luftauslässe","SD11V","SD11V32575VZ","Gitter Stahl        SD11-V-325x75mm","Rahmen mit Warzenlöchern, verzinkt",70,29.35,{"$f":"G18228*(1-VLOOKUP(F18228,Konditionen!$B:$G,6,0))","v":29.35}]
["Lindab Comfort Luftauslässe","SD11C","SD11C4253259010","Gitter Stahl       SD11-C-425x325mm","Rahmen mit Klemmfedern, RAL9010",70,58.1,{"$f":"G18248*(1-VLOOKUP(F18248,Konditionen!$B:$G,6,0))","v":58.1}]
["Lindab Comfort Luftauslässe","SD11V","SD11V4252259010","Gitter Stahl       SD11-V-425x225mm","Rahmen mit Warzenlöchern, RAL9010",70,48.65,{"$f":"G18262*(1-VLOOKUP(F18262,Konditionen!$B:$G,6,0))","v":48.65}]
["Lindab Comfort Luftauslässe","SSD11V","SSD11V22575V2A","Gitter Edelstahl   SSD11-V-225x75mm","sicht. Schraubbefestigung, V2A",70,81.8,{"$f":"G18270*(1-VLOOKUP(F18270,Konditionen!$B:$G,6,0))","v":81.8}]
["Lindab Comfort Luftauslässe","SSD11V","SSD11V525125V2A","Gitter Edelstahl  SSD11-V-525x125mm","sicht. Schraubbefestigung, V2A",70,133.80000000000001,{"$f":"G18281*(1-VLOOKUP(F18281,Konditionen!$B:$G,6,0))","v":133.80000000000001}]
["Lindab Comfort Luftauslässe","SSD11V","SSD11V1025225V2A","Gitter Edelstahl SSD11-V-1025x225mm","sicht. Schraubbefestigung, V2A",70,298.3,{"$f":"G18292*(1-VLOOKUP(F18292,Konditionen!$B:$G,6,0))","v":298.3}]
["Lindab Comfort Luftauslässe","SSD11V","SSD11V825425V2A","Gitter Edelstahl  SSD11-V-825x425mm","sicht. Schraubbefestigung, V2A",70,406.1,{"$f":"G18304*(1-VLOOKUP(F18304,Konditionen!$B:$G,6,0))","v":406.1}]
["Lindab Comfort Luftauslässe","SSD12V","SSD12V625125V2A","Gitter Edelstahl  SSD12-V-625x125mm","sicht. Schraubbefestigung, V2A",70,191.75,{"$f":"G18327*(1-VLOOKUP(F18327,Konditionen!$B:$G,6,0))","v":191.75}]
["Lindab Comfort Luftauslässe","SSD12V","SSD12V225225V2A","Gitter Edelstahl  SSD12-V-225x225mm","sicht. Schraubbefestigung, V2A",70,121.15,{"$f":"G18334*(1-VLOOKUP(F18334,Konditionen!$B:$G,6,0))","v":121.15}]
["Lindab Comfort Luftauslässe","SSD12V","SSD12V725325V2A","Gitter Edelstahl  SSD12-V-725x325mm","sicht. Schraubbefestigung, V2A",70,313.14999999999998,{"$f":"G18349*(1-VLOOKUP(F18349,Konditionen!$B:$G,6,0))","v":313.14999999999998}]
["Lindab Comfort Luftauslässe","SSD12V","SSD12V525425V2A","Gitter Edelstahl  SSD12-V-525x425mm","sicht. Schraubbefestigung, V2A",70,282.39999999999998,{"$f":"G18356*(1-VLOOKUP(F18356,Konditionen!$B:$G,6,0))","v":282.39999999999998}]
["Lindab Comfort Luftauslässe","SSD22V","SSD22V22575V2A","Gitter Edelstahl   SSD22-V-225x75mm","sicht. Schraubbefestigung, V2A",70,105.95,{"$f":"G18372*(1-VLOOKUP(F18372,Konditionen!$B:$G,6,0))","v":105.95}]
["Lindab Comfort Luftauslässe","SSD22V","SSD22V122575V2A","Gitter Edelstahl  SSD22-V-1225x75mm","sicht. Schraubbefestigung, V2A",70,328.15,{"$f":"G18382*(1-VLOOKUP(F18382,Konditionen!$B:$G,6,0))","v":328.15}]
["Lindab Comfort Luftauslässe","SSD22V","SSD22V625225V2A","Gitter Edelstahl  SSD22-V-625x225mm","sicht. Schraubbefestigung, V2A",70,326.5,{"$f":"G18398*(1-VLOOKUP(F18398,Konditionen!$B:$G,6,0))","v":326.5}]
["Lindab Comfort Luftauslässe","SSD22V","SSD22V325325V2A","Gitter Edelstahl  SSD22-V-325x325mm","sicht. Schraubbefestigung, V2A",70,251.8,{"$f":"G18405*(1-VLOOKUP(F18405,Konditionen!$B:$G,6,0))","v":251.8}]
["Lindab Comfort Luftauslässe","SSD22V","SSD22V925425V2A","Gitter Edelstahl  SSD22-V-925x425mm","sicht. Schraubbefestigung, V2A",70,730.65,{"$f":"G18420*(1-VLOOKUP(F18420,Konditionen!$B:$G,6,0))","v":730.65}]
["Lindab Comfort Luftauslässe","MFSSV2A","MFSS102575V2A","Einbaurahmen VA      MFSS-1025x75mm","Edelstahl V2A",70,72.849999999999994,{"$f":"G18440*(1-VLOOKUP(F18440,Konditionen!$B:$G,6,0))","v":72.849999999999994}]
["Lindab Comfort Luftauslässe","MFSSV2A","MFSS525125V2A","Einbaurahmen VA      MFSS-525x125mm","Edelstahl V2A",70,56.3,{"$f":"G18446*(1-VLOOKUP(F18446,Konditionen!$B:$G,6,0))","v":56.3}]
["Lindab Comfort Luftauslässe","MFSSV2A","MFSS1025225V2A","Einbaurahmen VA     MFSS-1025x225mm","Edelstahl V2A",70,76.95,{"$f":"G18462*(1-VLOOKUP(F18462,Konditionen!$B:$G,6,0))","v":76.95}]
["Lindab Comfort Luftauslässe","MFSSV2A","MFSS1125325V2A","Einbaurahmen VA     MFSS-1125x325mm","Edelstahl V2A",70,90.8,{"$f":"G18473*(1-VLOOKUP(F18473,Konditionen!$B:$G,6,0))","v":90.8}]
["Lindab Comfort Luftauslässe","MFSSV2A","MFSS925525V2A","Einbaurahmen VA      MFSS-925x525mm","Edelstahl V2A",70,112.85,{"$f":"G18488*(1-VLOOKUP(F18488,Konditionen!$B:$G,6,0))","v":112.85}]
["Lindab Comfort Luftauslässe","DGSS","DGSS62575V2A","Mengeneinstellsatz    DGSS-625x75mm","als gegenläufige Mengenregulierung",70,109.9,{"$f":"G18496*(1-VLOOKUP(F18496,Konditionen!$B:$G,6,0))","v":109.9}]
["Lindab Comfort Luftauslässe","DGSS","DGSS425225V2A","Mengeneinstellsatz   DGSS-425x225mm","als gegenläufige Mengenregulierung",70,106.25,{"$f":"G18510*(1-VLOOKUP(F18510,Konditionen!$B:$G,6,0))","v":106.25}]
["Lindab Comfort Luftauslässe","DGSS","DGSS825425V2A","Mengeneinstellsatz   DGSS-825x425mm","als gegenläufige Mengenregulierung",70,214.3,{"$f":"G18526*(1-VLOOKUP(F18526,Konditionen!$B:$G,6,0))","v":214.3}]
["Lindab Comfort Luftauslässe","WLS22VN","WLS22VN900200","WSG Stahl       WLS22-V-N-900x200mm","Wetterschutzgitter, mit Vogelschutz",70,151.9,{"$f":"G18541*(1-VLOOKUP(F18541,Konditionen!$B:$G,6,0))","v":151.9}]
["Lindab Comfort Luftauslässe","WLS22VN","WLS22VN600300","WSG Stahl       WLS22-V-N-600x300mm","Wetterschutzgitter, mit Vogelschutz",70,150.35,{"$f":"G18552*(1-VLOOKUP(F18552,Konditionen!$B:$G,6,0))","v":150.35}]
["Lindab Comfort Luftauslässe","WLS22VN","WLS22VN400400","WSG Stahl       WLS22-V-N-400x400mm","Wetterschutzgitter, mit Vogelschutz",70,149.5,{"$f":"G18564*(1-VLOOKUP(F18564,Konditionen!$B:$G,6,0))","v":149.5}]
["Lindab Comfort Luftauslässe","WLS22VN","WLS22VN1800400","WSG Stahl      WLS22-V-N-1800x400mm","Wetterschutzgitter, mit Vogelschutz",70,294.55,{"$f":"G18574*(1-VLOOKUP(F18574,Konditionen!$B:$G,6,0))","v":294.55}]
["Lindab Comfort Luftauslässe","WLS22VN","WLS22VN1600500","WSG Stahl      WLS22-V-N-1600x500mm","Wetterschutzgitter, mit Vogelschutz",70,319.14999999999998,{"$f":"G18587*(1-VLOOKUP(F18587,Konditionen!$B:$G,6,0))","v":319.14999999999998}]
["Lindab Comfort Luftauslässe","WLS22VN","WLS22VN800600","WSG Stahl       WLS22-V-N-800x600mm","Wetterschutzgitter, mit Vogelschutz",70,227.35,{"$f":"G18596*(1-VLOOKUP(F18596,Konditionen!$B:$G,6,0))","v":227.35}]
["Lindab Comfort Luftauslässe","WLS22VN","WLS22VN1800700","WSG Stahl      WLS22-V-N-1800x700mm","Wetterschutzgitter, mit Vogelschutz",70,415.85,{"$f":"G18616*(1-VLOOKUP(F18616,Konditionen!$B:$G,6,0))","v":415.85}]
["Lindab Comfort Luftauslässe","WLS22VN","WLS22VN400800","WSG Stahl       WLS22-V-N-400x800mm","Wetterschutzgitter, mit Vogelschutz",70,214.6,{"$f":"G18620*(1-VLOOKUP(F18620,Konditionen!$B:$G,6,0))","v":214.6}]
["Lindab Comfort Luftauslässe","WLS22VN","WLS22VN800900","WSG Stahl       WLS22-V-N-800x900mm","Wetterschutzgitter, mit Vogelschutz",70,290.64999999999998,{"$f":"G18638*(1-VLOOKUP(F18638,Konditionen!$B:$G,6,0))","v":290.64999999999998}]
["Lindab Comfort Luftauslässe","WLS22VN","WLS22VN7001000","WSG Stahl      WLS22-V-N-700x1000mm","Wetterschutzgitter, mit Vogelschutz",70,292.05,{"$f":"G18651*(1-VLOOKUP(F18651,Konditionen!$B:$G,6,0))","v":292.05}]
["Lindab Comfort Luftauslässe","WLS22VN","WLS22VN2001200","WSG Stahl      WLS22-V-N-200x1200mm","Wetterschutzgitter, mit Vogelschutz",70,233.85,{"$f":"G18660*(1-VLOOKUP(F18660,Konditionen!$B:$G,6,0))","v":233.85}]
["Lindab Comfort Luftauslässe","WLS22VN","WLS22VN8001400","WSG Stahl      WLS22-V-N-800x1400mm","Wetterschutzgitter, mit Vogelschutz",70,398.7,{"$f":"G18680*(1-VLOOKUP(F18680,Konditionen!$B:$G,6,0))","v":398.7}]
["Lindab Comfort Luftauslässe","WLS22VN","WLS22VN2001600","WSG Stahl      WLS22-V-N-200x1600mm","Wetterschutzgitter, mit Vogelschutz",70,282.39999999999998,{"$f":"G18688*(1-VLOOKUP(F18688,Konditionen!$B:$G,6,0))","v":282.39999999999998}]
["Lindab Comfort Luftauslässe","WLS22VN","WLS22VN2001800","WSG Stahl      WLS22-V-N-200x1800mm","Wetterschutzgitter, mit Vogelschutz",70,308.64999999999998,{"$f":"G18702*(1-VLOOKUP(F18702,Konditionen!$B:$G,6,0))","v":308.64999999999998}]
["Lindab Comfort Luftauslässe","WLS22VN","WLS22VN7001800","WSG Stahl      WLS22-V-N-700x1800mm","Wetterschutzgitter, mit Vogelschutz",70,451.65,{"$f":"G18707*(1-VLOOKUP(F18707,Konditionen!$B:$G,6,0))","v":451.65}]
["Lindab Comfort Luftauslässe","WLS22VN","WLS22VN10002000","WSG Stahl     WLS22-V-N-1000x2000mm","Wetterschutzgitter, mit Vogelschutz",70,621.79999999999995,{"$f":"G18724*(1-VLOOKUP(F18724,Konditionen!$B:$G,6,0))","v":621.79999999999995}]
["Entrauchung","SDRS","SDRS180630230","Entrauchungsklappe SDR-S","B=180 H=630 mit Belimo BEN-230",80,580.85,{"$f":"G18744*(1-VLOOKUP(F18744,Konditionen!$B:$G,6,0))","v":580.85}]
["Entrauchung","SDRS","SDRS200280230","Entrauchungsklappe SDR-S","B=200 H=280 mit Belimo BEN-230",80,495.2,{"$f":"G18756*(1-VLOOKUP(F18756,Konditionen!$B:$G,6,0))","v":495.2}]
["Entrauchung","SDRS","SDRS200630230","Entrauchungsklappe SDR-S","B=200 H=630 mit Belimo BEN-230",80,587.6,{"$f":"G18766*(1-VLOOKUP(F18766,Konditionen!$B:$G,6,0))","v":587.6}]
["Entrauchung","SDRS","SDRS225200230","Entrauchungsklappe SDR-S","B=225 H=200 mit Belimo BEN-230",80,485.75,{"$f":"G18775*(1-VLOOKUP(F18775,Konditionen!$B:$G,6,0))","v":485.75}]
["Entrauchung","SDRS","SDRS225630230","Entrauchungsklappe SDR-S","B=225 H=630 mit Belimo BEN-230",80,596.04999999999995,{"$f":"G18788*(1-VLOOKUP(F18788,Konditionen!$B:$G,6,0))","v":596.04999999999995}]
["Entrauchung","SDRS","SDRS250225230","Entrauchungsklappe SDR-S","B=250 H=225 mit Belimo BEN-230",80,494.95,{"$f":"G18798*(1-VLOOKUP(F18798,Konditionen!$B:$G,6,0))","v":494.95}]
["Entrauchung","SDRS","SDRS250750230","Entrauchungsklappe SDR-S","B=250 H=750 mit Belimo BEN-230",80,633.85,{"$f":"G18814*(1-VLOOKUP(F18814,Konditionen!$B:$G,6,0))","v":633.85}]
["Entrauchung","SDRS","SDRS280560230","Entrauchungsklappe SDR-S","B=280 H=560 mit Belimo BEN-230",80,598.4,{"$f":"G18830*(1-VLOOKUP(F18830,Konditionen!$B:$G,6,0))","v":598.4}]
["Entrauchung","SDRS","SDRS300250230","Entrauchungsklappe SDR-S","B=300 H=250 mit Belimo BEN-230",80,509.1,{"$f":"G18843*(1-VLOOKUP(F18843,Konditionen!$B:$G,6,0))","v":509.1}]
["Entrauchung","SDRS","SDRS300560230","Entrauchungsklappe SDR-S","B=300 H=560 mit Belimo BEN-230",80,605.4,{"$f":"G18852*(1-VLOOKUP(F18852,Konditionen!$B:$G,6,0))","v":605.4}]
["Entrauchung","SDRS","SDRS315280230","Entrauchungsklappe SDR-S","B=315 H=280 mit Belimo BEN-230",80,522.35,{"$f":"G18866*(1-VLOOKUP(F18866,Konditionen!$B:$G,6,0))","v":522.35}]
["Entrauchung","SDRS","SDRS315700230","Entrauchungsklappe SDR-S","B=315 H=700 mit Belimo BEN-230",80,656.15,{"$f":"G18878*(1-VLOOKUP(F18878,Konditionen!$B:$G,6,0))","v":656.15}]
["Entrauchung","SDRS","SDRS355500230","Entrauchungsklappe SDR-S","B=355 H=500 mit Belimo BEN-230",80,608.65,{"$f":"G18894*(1-VLOOKUP(F18894,Konditionen!$B:$G,6,0))","v":608.65}]
["Entrauchung","SDRS","SDRS355650230","Entrauchungsklappe SDR-S","B=355 H=650 mit Belimo BEN-230",80,658.7,{"$f":"G18899*(1-VLOOKUP(F18899,Konditionen!$B:$G,6,0))","v":658.7}]
["Entrauchung","SDRS","SDRS400630230","Entrauchungsklappe SDR-S","B=400 H=630 mit Belimo BEN-230",80,668.85,{"$f":"G18920*(1-VLOOKUP(F18920,Konditionen!$B:$G,6,0))","v":668.85}]
["Entrauchung","SDRS","SDRS400700230","Entrauchungsklappe SDR-S","B=400 H=700 mit Belimo BEN-230",80,686.55,{"$f":"G18922*(1-VLOOKUP(F18922,Konditionen!$B:$G,6,0))","v":686.55}]
["Entrauchung","SDRS","SDRS450630230","Entrauchungsklappe SDR-S","B=450 H=630 mit Belimo BEN-230",80,686.45,{"$f":"G18942*(1-VLOOKUP(F18942,Konditionen!$B:$G,6,0))","v":686.45}]
["Entrauchung","SDRS","SDRS500400230","Entrauchungsklappe SDR-S","B=500 H=400 mit Belimo BEN-230",80,596.25,{"$f":"G18958*(1-VLOOKUP(F18958,Konditionen!$B:$G,6,0))","v":596.25}]
["Entrauchung","SDRS","SDRS500710230","Entrauchungsklappe SDR-S","B=500 H=710 mit Belimo BEN-230",80,727.7,{"$f":"G18967*(1-VLOOKUP(F18967,Konditionen!$B:$G,6,0))","v":727.7}]
["Entrauchung","SDRS","SDRS5001000230","Entrauchungsklappe SDR-S","B=500 H=1000 mit Belimo BEE-230",80,1048,{"$f":"G18971*(1-VLOOKUP(F18971,Konditionen!$B:$G,6,0))","v":1048}]
["Entrauchung","SDRS","SDRS550750230","Entrauchungsklappe SDR-S","B=550 H=750 mit Belimo BEN-230",80,758.05,{"$f":"G18990*(1-VLOOKUP(F18990,Konditionen!$B:$G,6,0))","v":758.05}]
["Entrauchung","SDRS","SDRS560560230","Entrauchungsklappe SDR-S","B=560 H=560 mit Belimo BEN-230",80,701.1,{"$f":"G19006*(1-VLOOKUP(F19006,Konditionen!$B:$G,6,0))","v":701.1}]
["Entrauchung","SDRS","SDRS560650230","Entrauchungsklappe SDR-S","B=560 H=650 mit Belimo BEN-230",80,730.4,{"$f":"G19009*(1-VLOOKUP(F19009,Konditionen!$B:$G,6,0))","v":730.4}]
["Entrauchung","SDRS","SDRS600355230","Entrauchungsklappe SDR-S","B=600 H=355 mit Belimo BEN-230",80,633.70000000000005,{"$f":"G19023*(1-VLOOKUP(F19023,Konditionen!$B:$G,6,0))","v":633.70000000000005}]
["Entrauchung","SDRS","SDRS600800230","Entrauchungsklappe SDR-S","B=600 H=800 mit Belimo BEN-230",80,793.55,{"$f":"G19035*(1-VLOOKUP(F19035,Konditionen!$B:$G,6,0))","v":793.55}]
["Entrauchung","SDRS","SDRS630900230","Entrauchungsklappe SDR-S","B=630 H=900 mit Belimo BEE-230",80,1074,{"$f":"G19058*(1-VLOOKUP(F19058,Konditionen!$B:$G,6,0))","v":1074}]
["Entrauchung","SDRS","SDRS650500230","Entrauchungsklappe SDR-S","B=650 H=500 mit Belimo BEN-230",80,710.3,{"$f":"G19070*(1-VLOOKUP(F19070,Konditionen!$B:$G,6,0))","v":710.3}]
["Entrauchung","SDRS","SDRS650710230","Entrauchungsklappe SDR-S","B=650 H=710 mit Belimo BEN-230",80,783.45,{"$f":"G19077*(1-VLOOKUP(F19077,Konditionen!$B:$G,6,0))","v":783.45}]
["Entrauchung","SDRS","SDRS700500230","Entrauchungsklappe SDR-S","B=700 H=500 mit Belimo BEN-230",80,724.65,{"$f":"G19092*(1-VLOOKUP(F19092,Konditionen!$B:$G,6,0))","v":724.65}]
["Entrauchung","SDRS","SDRS700710230","Entrauchungsklappe SDR-S","B=700 H=710 mit Belimo BEN-230",80,801.3,{"$f":"G19099*(1-VLOOKUP(F19099,Konditionen!$B:$G,6,0))","v":801.3}]
["Entrauchung","SDRS","SDRS710500230","Entrauchungsklappe SDR-S","B=710 H=500 mit Belimo BEN-230",80,728.45,{"$f":"G19114*(1-VLOOKUP(F19114,Konditionen!$B:$G,6,0))","v":728.45}]
["Entrauchung","SDRS","SDRS750400230","Entrauchungsklappe SDR-S","B=750 H=400 mit Belimo BEN-230",80,701.2,{"$f":"G19134*(1-VLOOKUP(F19134,Konditionen!$B:$G,6,0))","v":701.2}]
["Entrauchung","SDRS","SDRS750800230","Entrauchungsklappe SDR-S","B=750 H=800 mit Belimo BEE-230",80,1088,{"$f":"G19145*(1-VLOOKUP(F19145,Konditionen!$B:$G,6,0))","v":1088}]
["Entrauchung","SDRS","SDRS800400230","Entrauchungsklappe SDR-S","B=800 H=400 mit Belimo BEN-230",80,714.15,{"$f":"G19156*(1-VLOOKUP(F19156,Konditionen!$B:$G,6,0))","v":714.15}]
["Entrauchung","SDRS","SDRS800650230","Entrauchungsklappe SDR-S","B=800 H=650 mit Belimo BEN-230",80,814.3,{"$f":"G19163*(1-VLOOKUP(F19163,Konditionen!$B:$G,6,0))","v":814.3}]
["Entrauchung","SDRS","SDRS900560230","Entrauchungsklappe SDR-S","B=900 H=560 mit Belimo BEN-230",80,810.45,{"$f":"G19182*(1-VLOOKUP(F19182,Konditionen!$B:$G,6,0))","v":810.45}]
["Entrauchung","SDRS","SDRS900650230","Entrauchungsklappe SDR-S","B=900 H=650 mit Belimo BEN-230",80,849.2,{"$f":"G19185*(1-VLOOKUP(F19185,Konditionen!$B:$G,6,0))","v":849.2}]
["Entrauchung","SDRS","SDRS1000450230","Entrauchungsklappe SDR-S","B=1000 H=450 mit Belimo BEN-230",80,792.1,{"$f":"G19201*(1-VLOOKUP(F19201,Konditionen!$B:$G,6,0))","v":792.1}]
["Entrauchung","SDRS","SDRS1100315230","Entrauchungsklappe SDR-S","B=1100 H=315 mit Belimo BEN-230",80,752.95,{"$f":"G19220*(1-VLOOKUP(F19220,Konditionen!$B:$G,6,0))","v":752.95}]
["Entrauchung","SDRS","SDRS1100600230","Entrauchungsklappe SDR-S","B=1100 H=600 mit Belimo BEN-230",80,893.6,{"$f":"G19227*(1-VLOOKUP(F19227,Konditionen!$B:$G,6,0))","v":893.6}]
["Entrauchung","SDRS","SDRS1250500230","Entrauchungsklappe SDR-S","B=1250 H=500 mit Belimo BEN-230",80,889.1,{"$f":"G19246*(1-VLOOKUP(F19246,Konditionen!$B:$G,6,0))","v":889.1}]
["Entrauchung","SDRS","SDRS1250600230","Entrauchungsklappe SDR-S","B=1250 H=600 mit Belimo BEE-230",80,1178,{"$f":"G19249*(1-VLOOKUP(F19249,Konditionen!$B:$G,6,0))","v":1178}]
["Entrauchung","SDRS","SDRS1400550230","Entrauchungsklappe SDR-S","B=1400 H=550 mit Belimo BEE-230",80,1198,{"$f":"G19269*(1-VLOOKUP(F19269,Konditionen!$B:$G,6,0))","v":1198}]
["Entrauchung","SDRS","SDRS1500280230","Entrauchungsklappe SDR-S","B=1500 H=280 mit Belimo BEN-230",80,826.35,{"$f":"G19284*(1-VLOOKUP(F19284,Konditionen!$B:$G,6,0))","v":826.35}]
["Entrauchung","SDRS","SDRS1500560230","Entrauchungsklappe SDR-S","B=1500 H=560 mit Belimo BEE-230",80,1235,{"$f":"G19292*(1-VLOOKUP(F19292,Konditionen!$B:$G,6,0))","v":1235}]
["Entrauchung","SDRS","SDRS1600400230","Entrauchungsklappe SDR-S","B=1600 H=400 mit Belimo BEN-230",80,927.15,{"$f":"G19310*(1-VLOOKUP(F19310,Konditionen!$B:$G,6,0))","v":927.15}]
["Entrauchung","SDRS","SDRS1600550230","Entrauchungsklappe SDR-S","B=1600 H=550 mit Belimo BEE-230",80,1260,{"$f":"G19313*(1-VLOOKUP(F19313,Konditionen!$B:$G,6,0))","v":1260}]
["Entrauchung","SDRS","SDRS18020024","Entrauchungsklappe SDR-S","B=180 H=200 mit Belimo BEN-230",80,424.7,{"$f":"G19325*(1-VLOOKUP(F19325,Konditionen!$B:$G,6,0))","v":424.7}]
["Entrauchung","SDRS","SDRS18065024","Entrauchungsklappe SDR-S","B=180 H=650 mit Belimo BEN-230",80,532.04999999999995,{"$f":"G19339*(1-VLOOKUP(F19339,Konditionen!$B:$G,6,0))","v":532.04999999999995}]
["Entrauchung","SDRS","SDRS20063024","Entrauchungsklappe SDR-S","B=200 H=630 mit Belimo BEN-230",80,534.4,{"$f":"G19360*(1-VLOOKUP(F19360,Konditionen!$B:$G,6,0))","v":534.4}]
["Entrauchung","SDRS","SDRS20065024","Entrauchungsklappe SDR-S","B=200 H=650 mit Belimo BEN-230",80,538.9,{"$f":"G19361*(1-VLOOKUP(F19361,Konditionen!$B:$G,6,0))","v":538.9}]
["Entrauchung","SDRS","SDRS22545024","Entrauchungsklappe SDR-S","B=225 H=450 mit Belimo BEN-230",80,505.95,{"$f":"G19377*(1-VLOOKUP(F19377,Konditionen!$B:$G,6,0))","v":505.95}]
["Entrauchung","SDRS","SDRS25025024","Entrauchungsklappe SDR-S","B=250 H=250 mit Belimo BEN-230",80,446.45,{"$f":"G19393*(1-VLOOKUP(F19393,Konditionen!$B:$G,6,0))","v":446.45}]
["Entrauchung","SDRS","SDRS25060024","Entrauchungsklappe SDR-S","B=250 H=600 mit Belimo BEN-230",80,545,{"$f":"G19403*(1-VLOOKUP(F19403,Konditionen!$B:$G,6,0))","v":545}]
["Entrauchung","SDRS","SDRS28028024","Entrauchungsklappe SDR-S","B=280 H=280 mit Belimo BEN-230",80,458,{"$f":"G19416*(1-VLOOKUP(F19416,Konditionen!$B:$G,6,0))","v":458}]
["Entrauchung","SDRS","SDRS28060024","Entrauchungsklappe SDR-S","B=280 H=600 mit Belimo BEN-230",80,554.70000000000005,{"$f":"G19425*(1-VLOOKUP(F19425,Konditionen!$B:$G,6,0))","v":554.70000000000005}]
["Entrauchung","SDRS","SDRS30035524","Entrauchungsklappe SDR-S","B=300 H=355 mit Belimo BEN-230",80,477.3,{"$f":"G19441*(1-VLOOKUP(F19441,Konditionen!$B:$G,6,0))","v":477.3}]
["Entrauchung","SDRS","SDRS31530024","Entrauchungsklappe SDR-S","B=315 H=300 mit Belimo BEN-230",80,465,{"$f":"G19461*(1-VLOOKUP(F19461,Konditionen!$B:$G,6,0))","v":465}]
["Entrauchung","SDRS","SDRS31555024","Entrauchungsklappe SDR-S","B=315 H=550 mit Belimo BEN-230",80,554.6,{"$f":"G19467*(1-VLOOKUP(F19467,Konditionen!$B:$G,6,0))","v":554.6}]
["Entrauchung","SDRS","SDRS35531524","Entrauchungsklappe SDR-S","B=355 H=315 mit Belimo BEN-230",80,481.4,{"$f":"G19484*(1-VLOOKUP(F19484,Konditionen!$B:$G,6,0))","v":481.4}]
["Entrauchung","SDRS","SDRS35555024","Entrauchungsklappe SDR-S","B=355 H=550 mit Belimo BEN-230",80,567.6,{"$f":"G19489*(1-VLOOKUP(F19489,Konditionen!$B:$G,6,0))","v":567.6}]
["Entrauchung","SDRS","SDRS40025024","Entrauchungsklappe SDR-S","B=400 H=250 mit Belimo BEN-230",80,475.65,{"$f":"G19503*(1-VLOOKUP(F19503,Konditionen!$B:$G,6,0))","v":475.65}]
["Entrauchung","SDRS","SDRS45022524","Entrauchungsklappe SDR-S","B=450 H=225 mit Belimo BEN-230",80,478.9,{"$f":"G19524*(1-VLOOKUP(F19524,Konditionen!$B:$G,6,0))","v":478.9}]
["Entrauchung","SDRS","SDRS45045024","Entrauchungsklappe SDR-S","B=450 H=450 mit Belimo BEN-230",80,568.85,{"$f":"G19531*(1-VLOOKUP(F19531,Konditionen!$B:$G,6,0))","v":568.85}]
["Entrauchung","SDRS","SDRS45075024","Entrauchungsklappe SDR-S","B=450 H=750 mit Belimo BEN-230",80,666.55,{"$f":"G19540*(1-VLOOKUP(F19540,Konditionen!$B:$G,6,0))","v":666.55}]
["Entrauchung","SDRS","SDRS50045024","Entrauchungsklappe SDR-S","B=500 H=450 mit Belimo BEN-230",80,583.4,{"$f":"G19553*(1-VLOOKUP(F19553,Konditionen!$B:$G,6,0))","v":583.4}]
["Entrauchung","SDRS","SDRS55030024","Entrauchungsklappe SDR-S","B=550 H=300 mit Belimo BEN-230",80,551.35,{"$f":"G19571*(1-VLOOKUP(F19571,Konditionen!$B:$G,6,0))","v":551.35}]
["Entrauchung","SDRS","SDRS55045024","Entrauchungsklappe SDR-S","B=550 H=450 mit Belimo BEN-230",80,601.45000000000005,{"$f":"G19575*(1-VLOOKUP(F19575,Konditionen!$B:$G,6,0))","v":601.45000000000005}]
["Entrauchung","SDRS","SDRS56035524","Entrauchungsklappe SDR-S","B=560 H=355 mit Belimo BEN-230",80,570.65,{"$f":"G19595*(1-VLOOKUP(F19595,Konditionen!$B:$G,6,0))","v":570.65}]
["Entrauchung","SDRS","SDRS56070024","Entrauchungsklappe SDR-S","B=560 H=700 mit Belimo BEN-230",80,692.35,{"$f":"G19604*(1-VLOOKUP(F19604,Konditionen!$B:$G,6,0))","v":692.35}]
["Entrauchung","SDRS","SDRS60035524","Entrauchungsklappe SDR-S","B=600 H=355 mit Belimo BEN-230",80,580.54999999999995,{"$f":"G19617*(1-VLOOKUP(F19617,Konditionen!$B:$G,6,0))","v":580.54999999999995}]
["Entrauchung","SDRS","SDRS60071024","Entrauchungsklappe SDR-S","B=600 H=710 mit Belimo BEN-230",80,711.5,{"$f":"G19627*(1-VLOOKUP(F19627,Konditionen!$B:$G,6,0))","v":711.5}]
["Entrauchung","SDRS","SDRS63035524","Entrauchungsklappe SDR-S","B=630 H=355 mit Belimo BEN-230",80,587.9,{"$f":"G19639*(1-VLOOKUP(F19639,Konditionen!$B:$G,6,0))","v":587.9}]
["Entrauchung","SDRS","SDRS65030024","Entrauchungsklappe SDR-S","B=650 H=300 mit Belimo BEN-230",80,574.79999999999995,{"$f":"G19659*(1-VLOOKUP(F19659,Konditionen!$B:$G,6,0))","v":574.79999999999995}]
["Entrauchung","SDRS","SDRS65075024","Entrauchungsklappe SDR-S","B=650 H=750 mit Belimo BEN-230",80,743.75,{"$f":"G19672*(1-VLOOKUP(F19672,Konditionen!$B:$G,6,0))","v":743.75}]
["Entrauchung","SDRS","SDRS70030024","Entrauchungsklappe SDR-S","B=700 H=300 mit Belimo BEN-230",80,590,{"$f":"G19681*(1-VLOOKUP(F19681,Konditionen!$B:$G,6,0))","v":590}]
["Entrauchung","SDRS","SDRS70080024","Entrauchungsklappe SDR-S","B=700 H=800 mit Belimo BEE-230",80,949.55,{"$f":"G19695*(1-VLOOKUP(F19695,Konditionen!$B:$G,6,0))","v":949.55}]
["Entrauchung","SDRS","SDRS71030024","Entrauchungsklappe SDR-S","B=710 H=300 mit Belimo BEN-230",80,601.95000000000005,{"$f":"G19703*(1-VLOOKUP(F19703,Konditionen!$B:$G,6,0))","v":601.95000000000005}]
["Entrauchung","SDRS","SDRS75025024","Entrauchungsklappe SDR-S","B=750 H=250 mit Belimo BEN-230",80,582.79999999999995,{"$f":"G19723*(1-VLOOKUP(F19723,Konditionen!$B:$G,6,0))","v":582.79999999999995}]
["Entrauchung","SDRS","SDRS75040024","Entrauchungsklappe SDR-S","B=750 H=400 mit Belimo BEN-230",80,647.95000000000005,{"$f":"G19728*(1-VLOOKUP(F19728,Konditionen!$B:$G,6,0))","v":647.95000000000005}]
["Entrauchung","SDRS","SDRS80025024","Entrauchungsklappe SDR-S","B=800 H=250 mit Belimo BEN-230",80,602.04999999999995,{"$f":"G19745*(1-VLOOKUP(F19745,Konditionen!$B:$G,6,0))","v":602.04999999999995}]
["Entrauchung","SDRS","SDRS800100024","Entrauchungsklappe SDR-S","B=800 H=1000 mit Belimo BE-230",80,1069,{"$f":"G19763*(1-VLOOKUP(F19763,Konditionen!$B:$G,6,0))","v":1069}]
["Entrauchung","SDRS","SDRS90035524","Entrauchungsklappe SDR-S","B=900 H=355 mit Belimo BEN-230",80,669.35,{"$f":"G19771*(1-VLOOKUP(F19771,Konditionen!$B:$G,6,0))","v":669.35}]
["Entrauchung","SDRS","SDRS100018024","Entrauchungsklappe SDR-S","B=1000 H=180 mit Belimo BEN-230",80,614.79999999999995,{"$f":"G19786*(1-VLOOKUP(F19786,Konditionen!$B:$G,6,0))","v":614.79999999999995}]
["Entrauchung","SDRS","SDRS100035524","Entrauchungsklappe SDR-S","B=1000 H=355 mit Belimo BEN-230",80,695.05,{"$f":"G19793*(1-VLOOKUP(F19793,Konditionen!$B:$G,6,0))","v":695.05}]
["Entrauchung","SDRS","SDRS110020024","Entrauchungsklappe SDR-S","B=1100 H=200 mit Belimo BEN-230",80,643.04999999999995,{"$f":"G19809*(1-VLOOKUP(F19809,Konditionen!$B:$G,6,0))","v":643.04999999999995}]
["Entrauchung","SDRS","SDRS110055024","Entrauchungsklappe SDR-S","B=1100 H=550 mit Belimo BEN-230",80,815.25,{"$f":"G19819*(1-VLOOKUP(F19819,Konditionen!$B:$G,6,0))","v":815.25}]
["Entrauchung","SDRS","SDRS125030024","Entrauchungsklappe SDR-S","B=1250 H=300 mit Belimo BEN-230",80,727.15,{"$f":"G19835*(1-VLOOKUP(F19835,Konditionen!$B:$G,6,0))","v":727.15}]
["Entrauchung","SDRS","SDRS125056024","Entrauchungsklappe SDR-S","B=1250 H=560 mit Belimo BEE-230",80,868.15,{"$f":"G19842*(1-VLOOKUP(F19842,Konditionen!$B:$G,6,0))","v":868.15}]
["Entrauchung","SDRS","SDRS140030024","Entrauchungsklappe SDR-S","B=1400 H=300 mit Belimo BEN-230",80,762.25,{"$f":"G19857*(1-VLOOKUP(F19857,Konditionen!$B:$G,6,0))","v":762.25}]
["Entrauchung","SDRS","SDRS1400100024","Entrauchungsklappe SDR-S","B=1400 H=1000 mit InMax 50.75",80,3592,{"$f":"G19873*(1-VLOOKUP(F19873,Konditionen!$B:$G,6,0))","v":3592}]
["Entrauchung","SDRS","SDRS150060024","Entrauchungsklappe SDR-S","B=1500 H=600 mit Belimo BEE-230",80,1142,{"$f":"G19887*(1-VLOOKUP(F19887,Konditionen!$B:$G,6,0))","v":1142}]
["Entrauchung","SDRS","SDRS160025024","Entrauchungsklappe SDR-S","B=1600 H=250 mit Belimo BEN-230",80,776.3,{"$f":"G19899*(1-VLOOKUP(F19899,Konditionen!$B:$G,6,0))","v":776.3}]
["Entrauchung","SDRS","SDRS160063024","Entrauchungsklappe SDR-S","B=1600 H=630 mit Belimo BEE-230",80,1095,{"$f":"G19910*(1-VLOOKUP(F19910,Konditionen!$B:$G,6,0))","v":1095}]
["Entrauchung","SDJRS1","SDJRS1200400","Jalousie-Entrauchungsklappe SDJR-S","B=200 H=400 mit Belimo BEN-230",80,670.55,{"$f":"G19921*(1-VLOOKUP(F19921,Konditionen!$B:$G,6,0))","v":670.55}]
["Entrauchung","SDJRS1","SDJRS12001100","Jalousie-Entrauchungsklappe SDJR-S","B=200 H=1100 mit Belimo BEE-230",80,861.8,{"$f":"G19928*(1-VLOOKUP(F19928,Konditionen!$B:$G,6,0))","v":861.8}]
["Entrauchung","SDJRS1","SDJRS1300300","Jalousie-Entrauchungsklappe SDJR-S","B=300 H=300 mit Belimo BEN-230",80,663.65,{"$f":"G19943*(1-VLOOKUP(F19943,Konditionen!$B:$G,6,0))","v":663.65}]
["Entrauchung","SDJRS1","SDJRS13501100","Jalousie-Entrauchungsklappe SDJR-S","B=350 H=1100 mit Belimo BEE-230",80,979.15,{"$f":"G19963*(1-VLOOKUP(F19963,Konditionen!$B:$G,6,0))","v":979.15}]
["Entrauchung","SDJRS1","SDJRS1400250","Jalousie-Entrauchungsklappe SDJR-S","B=400 H=250 mit Belimo BEN-230",80,649.15,{"$f":"G19966*(1-VLOOKUP(F19966,Konditionen!$B:$G,6,0))","v":649.15}]
["Entrauchung","SDJRS1","SDJRS1450500","Jalousie-Entrauchungsklappe SDJR-S","B=450 H=500 mit Belimo BEN-230",80,826.25,{"$f":"G19985*(1-VLOOKUP(F19985,Konditionen!$B:$G,6,0))","v":826.25}]
["Entrauchung","SDJRS1","SDJRS1500450","Jalousie-Entrauchungsklappe SDJR-S","B=500 H=450 mit Belimo BEN-230",80,814.65,{"$f":"G19997*(1-VLOOKUP(F19997,Konditionen!$B:$G,6,0))","v":814.65}]
["Entrauchung","SDJRS1","SDJRS1600300","Jalousie-Entrauchungsklappe SDJR-S","B=600 H=300 mit Belimo BEN-230",80,695.35,{"$f":"G20007*(1-VLOOKUP(F20007,Konditionen!$B:$G,6,0))","v":695.35}]
["Entrauchung","SDJRS1","SDJRS1700700","Jalousie-Entrauchungsklappe SDJR-S","B=700 H=700 mit Belimo BEE-230",80,911.75,{"$f":"G20027*(1-VLOOKUP(F20027,Konditionen!$B:$G,6,0))","v":911.75}]
["Entrauchung","SDJRS1","SDJRS17001000","Jalousie-Entrauchungsklappe SDJR-S","B=700 H=1000 mit Belimo BE-230",80,1252,{"$f":"G20030*(1-VLOOKUP(F20030,Konditionen!$B:$G,6,0))","v":1252}]
["Entrauchung","SDJRS1","SDJRS1900300","Jalousie-Entrauchungsklappe SDJR-S","B=900 H=300 mit Belimo BEN-230",80,832,{"$f":"G20049*(1-VLOOKUP(F20049,Konditionen!$B:$G,6,0))","v":832}]
["Entrauchung","SDJRS1","SDJRS11000400","Jalousie-Entrauchungsklappe SDJR-S","B=1000 H=400 mit Belimo BEN-230",80,866.2,{"$f":"G20065*(1-VLOOKUP(F20065,Konditionen!$B:$G,6,0))","v":866.2}]
["Entrauchung","SDJRS1","SDJRS110001000","Jalousie-Entrauchungsklappe SDJR-S","B=1000 H=1000 mit Belimo BE-230",80,1354,{"$f":"G20071*(1-VLOOKUP(F20071,Konditionen!$B:$G,6,0))","v":1354}]
["Entrauchung","SDJRS1","SDJRS11200400","Jalousie-Entrauchungsklappe SDJR-S","B=1200 H=400 mit Belimo BEN-230",80,891.7,{"$f":"G20091*(1-VLOOKUP(F20091,Konditionen!$B:$G,6,0))","v":891.7}]
["Entrauchung","SDJRS1","SDJRS112001000","Jalousie-Entrauchungsklappe SDJR-S","B=1200 H=1000 mit Belimo BE-230",80,1433,{"$f":"G20098*(1-VLOOKUP(F20098,Konditionen!$B:$G,6,0))","v":1433}]
["Entrauchung","SDJRS2","SDJRS2250200","Jalousie-Entrauchungsklappe SDJR-S","B=250 H=200 mit Belimo BEN-24",80,592.5,{"$f":"G20113*(1-VLOOKUP(F20113,Konditionen!$B:$G,6,0))","v":592.5}]
["Entrauchung","SDJRS2","SDJRS22501000","Jalousie-Entrauchungsklappe SDJR-S","B=250 H=1000 mit Belimo BEE-24",80,818.55,{"$f":"G20121*(1-VLOOKUP(F20121,Konditionen!$B:$G,6,0))","v":818.55}]
["Entrauchung","SDJRS2","SDJRS2350200","Jalousie-Entrauchungsklappe SDJR-S","B=350 H=200 mit Belimo BEN-24",80,600.25,{"$f":"G20135*(1-VLOOKUP(F20135,Konditionen!$B:$G,6,0))","v":600.25}]
["Entrauchung","SDJRS2","SDJRS2350600","Jalousie-Entrauchungsklappe SDJR-S","B=350 H=600 mit Belimo BEN-24",80,812.95,{"$f":"G20142*(1-VLOOKUP(F20142,Konditionen!$B:$G,6,0))","v":812.95}]
["Entrauchung","SDJRS2","SDJRS2450400","Jalousie-Entrauchungsklappe SDJR-S","B=450 H=400 mit Belimo BEN-24",80,663.6,{"$f":"G20166*(1-VLOOKUP(F20166,Konditionen!$B:$G,6,0))","v":663.6}]
["Entrauchung","SDJRS2","SDJRS2500250","Jalousie-Entrauchungsklappe SDJR-S","B=500 H=250 mit Belimo BEN-24",80,624.65,{"$f":"G20177*(1-VLOOKUP(F20177,Konditionen!$B:$G,6,0))","v":624.65}]
["Entrauchung","SDJRS2","SDJRS2600250","Jalousie-Entrauchungsklappe SDJR-S","B=600 H=250 mit Belimo BEN-24",80,634.45000000000005,{"$f":"G20189*(1-VLOOKUP(F20189,Konditionen!$B:$G,6,0))","v":634.45000000000005}]
["Entrauchung","SDJRS2","SDJRS2700250","Jalousie-Entrauchungsklappe SDJR-S","B=700 H=250 mit Belimo BEN-24",80,654.9,{"$f":"G20203*(1-VLOOKUP(F20203,Konditionen!$B:$G,6,0))","v":654.9}]
["Entrauchung","SDJRS2","SDJRS2700400","Jalousie-Entrauchungsklappe SDJR-S","B=700 H=400 mit Belimo BEN-24",80,790.1,{"$f":"G20206*(1-VLOOKUP(F20206,Konditionen!$B:$G,6,0))","v":790.1}]
["Entrauchung","SDJRS2","SDJRS2800500","Jalousie-Entrauchungsklappe SDJR-S","B=800 H=500 mit Belimo BEN-24",80,836.75,{"$f":"G20222*(1-VLOOKUP(F20222,Konditionen!$B:$G,6,0))","v":836.75}]
["Entrauchung","SDJRS2","SDJRS29001000","Jalousie-Entrauchungsklappe SDJR-S","B=900 H=1000 mit Belimo BE-24",80,1318,{"$f":"G20241*(1-VLOOKUP(F20241,Konditionen!$B:$G,6,0))","v":1318}]
["Entrauchung","SDJRS2","SDJRS21000250","Jalousie-Entrauchungsklappe SDJR-S","B=1000 H=250 mit Belimo BEN-24",80,682.35,{"$f":"G20245*(1-VLOOKUP(F20245,Konditionen!$B:$G,6,0))","v":682.35}]
["Entrauchung","SDJRS2","SDJRS211001000","Jalousie-Entrauchungsklappe SDJR-S","B=1100 H=1000 mit Belimo BE-24",80,1371,{"$f":"G20267*(1-VLOOKUP(F20267,Konditionen!$B:$G,6,0))","v":1371}]
["Entrauchung","SDJRS2","SDJRS211001100","Jalousie-Entrauchungsklappe SDJR-S","B=1100 H=1100 mit Belimo BE-24",80,1465,{"$f":"G20268*(1-VLOOKUP(F20268,Konditionen!$B:$G,6,0))","v":1465}]
["Entrauchung","SDJRM1","SDJRM12001430","Jalousie-Entrauchungsklappe SDJR-M","B=200 H=1430 mit Belimo BEN-230",80,2275,{"$f":"G20289*(1-VLOOKUP(F20289,Konditionen!$B:$G,6,0))","v":2275}]
["Entrauchung","SDJRM1","SDJRM12501030","Jalousie-Entrauchungsklappe SDJR-M","B=250 H=1030 mit Belimo BEN-230",80,1887,{"$f":"G20296*(1-VLOOKUP(F20296,Konditionen!$B:$G,6,0))","v":1887}]
["Entrauchung","SDJRM1","SDJRM1350830","Jalousie-Entrauchungsklappe SDJR-M","B=350 H=830 mit Belimo BEN-230",80,1728,{"$f":"G20313*(1-VLOOKUP(F20313,Konditionen!$B:$G,6,0))","v":1728}]
["Entrauchung","SDJRM1","SDJRM13501830","Jalousie-Entrauchungsklappe SDJR-M","B=350 H=1830 mit Belimo BEE-230",80,3155,{"$f":"G20318*(1-VLOOKUP(F20318,Konditionen!$B:$G,6,0))","v":3155}]
["Entrauchung","SDJRM1","SDJRM14501830","Jalousie-Entrauchungsklappe SDJR-M","B=450 H=1830 mit Belimo BEE-230",80,3268,{"$f":"G20336*(1-VLOOKUP(F20336,Konditionen!$B:$G,6,0))","v":3268}]
["Entrauchung","SDJRM1","SDJRM15501630","Jalousie-Entrauchungsklappe SDJR-M","B=550 H=1630 mit Belimo BEE-230",80,3152,{"$f":"G20353*(1-VLOOKUP(F20353,Konditionen!$B:$G,6,0))","v":3152}]
["Entrauchung","SDJRM1","SDJRM16001230","Jalousie-Entrauchungsklappe SDJR-M","B=600 H=1230 mit Belimo BEE-230",80,2679,{"$f":"G20360*(1-VLOOKUP(F20360,Konditionen!$B:$G,6,0))","v":2679}]
["Entrauchung","SDJRM1","SDJRM16501230","Jalousie-Entrauchungsklappe SDJR-M","B=650 H=1230 mit Belimo BEE-230",80,2735,{"$f":"G20369*(1-VLOOKUP(F20369,Konditionen!$B:$G,6,0))","v":2735}]
["Entrauchung","SDJRM1","SDJRM17002030","Jalousie-Entrauchungsklappe SDJR-M","B=700 H=2030 mit Belimo BE-230",80,3821,{"$f":"G20382*(1-VLOOKUP(F20382,Konditionen!$B:$G,6,0))","v":3821}]
["Entrauchung","SDJRM1","SDJRM18501030","Jalousie-Entrauchungsklappe SDJR-M","B=850 H=1030 mit Belimo BEE-230",80,2630,{"$f":"G20404*(1-VLOOKUP(F20404,Konditionen!$B:$G,6,0))","v":2630}]
["Entrauchung","SDJRM1","SDJRM19001830","Jalousie-Entrauchungsklappe SDJR-M","B=900 H=1830 mit Belimo BE-230",80,3802,{"$f":"G20417*(1-VLOOKUP(F20417,Konditionen!$B:$G,6,0))","v":3802}]
["Entrauchung","SDJRM1","SDJRM19501430","Jalousie-Entrauchungsklappe SDJR-M","B=950 H=1430 mit Belimo BE-230",80,3284,{"$f":"G20424*(1-VLOOKUP(F20424,Konditionen!$B:$G,6,0))","v":3284}]
["Entrauchung","SDJRM1","SDJRM11050430","Jalousie-Entrauchungsklappe SDJR-M","B=1050 H=430 mit Belimo BEN-230",80,1622,{"$f":"G20437*(1-VLOOKUP(F20437,Konditionen!$B:$G,6,0))","v":1622}]
["Entrauchung","SDJRM1","SDJRM11100430","Jalousie-Entrauchungsklappe SDJR-M","B=1100 H=430 mit Belimo BEN-230",80,1646,{"$f":"G20446*(1-VLOOKUP(F20446,Konditionen!$B:$G,6,0))","v":1646}]
["Entrauchung","SDJRM1","SDJRM112001230","Jalousie-Entrauchungsklappe SDJR-M","B=1200 H=1230 mit Belimo BE-230",80,3208,{"$f":"G20468*(1-VLOOKUP(F20468,Konditionen!$B:$G,6,0))","v":3208}]
["Entrauchung","SDJRM2","SDJRM22002030","Jalousie-Entrauchungsklappe SDJR-M","B=200 H=2030 mit Belimo BEE-24",80,2838,{"$f":"G20481*(1-VLOOKUP(F20481,Konditionen!$B:$G,6,0))","v":2838}]
["Entrauchung","SDJRM2","SDJRM2300430","Jalousie-Entrauchungsklappe SDJR-M","B=300 H=430 mit Belimo BEN-24",80,1190,{"$f":"G20491*(1-VLOOKUP(F20491,Konditionen!$B:$G,6,0))","v":1190}]
["Entrauchung","SDJRM2","SDJRM23501030","Jalousie-Entrauchungsklappe SDJR-M","B=350 H=1030 mit Belimo BEN-24",80,1905,{"$f":"G20503*(1-VLOOKUP(F20503,Konditionen!$B:$G,6,0))","v":1905}]
["Entrauchung","SDJRM2","SDJRM2400630","Jalousie-Entrauchungsklappe SDJR-M","B=400 H=630 mit Belimo BEN-24",80,1459,{"$f":"G20510*(1-VLOOKUP(F20510,Konditionen!$B:$G,6,0))","v":1459}]
["Entrauchung","SDJRM2","SDJRM24501630","Jalousie-Entrauchungsklappe SDJR-M","B=450 H=1630 mit Belimo BEN-24",80,2890,{"$f":"G20524*(1-VLOOKUP(F20524,Konditionen!$B:$G,6,0))","v":2890}]
["Entrauchung","SDJRM2","SDJRM25001430","Jalousie-Entrauchungsklappe SDJR-M","B=500 H=1430 mit Belimo BEE-24",80,2694,{"$f":"G20532*(1-VLOOKUP(F20532,Konditionen!$B:$G,6,0))","v":2694}]
["Entrauchung","SDJRM2","SDJRM2600830","Jalousie-Entrauchungsklappe SDJR-M","B=600 H=830 mit Belimo BEN-24",80,1853,{"$f":"G20547*(1-VLOOKUP(F20547,Konditionen!$B:$G,6,0))","v":1853}]
["Entrauchung","SDJRM2","SDJRM27001230","Jalousie-Entrauchungsklappe SDJR-M","B=700 H=1230 mit Belimo BEE-24",80,2631,{"$f":"G20567*(1-VLOOKUP(F20567,Konditionen!$B:$G,6,0))","v":2631}]
["Entrauchung","SDJRM2","SDJRM2750830","Jalousie-Entrauchungsklappe SDJR-M","B=750 H=830 mit Belimo BEE-24",80,2118,{"$f":"G20574*(1-VLOOKUP(F20574,Konditionen!$B:$G,6,0))","v":2118}]
["Entrauchung","SDJRM2","SDJRM2850830","Jalousie-Entrauchungsklappe SDJR-M","B=850 H=830 mit Belimo BEE-24",80,2188,{"$f":"G20592*(1-VLOOKUP(F20592,Konditionen!$B:$G,6,0))","v":2188}]
["Entrauchung","SDJRM2","SDJRM28501630","Jalousie-Entrauchungsklappe SDJR-M","B=850 H=1630 mit Belimo BE-24",80,3327,{"$f":"G20596*(1-VLOOKUP(F20596,Konditionen!$B:$G,6,0))","v":3327}]
["Entrauchung","SDJRM2","SDJRM29501830","Jalousie-Entrauchungsklappe SDJR-M","B=950 H=1830 mit Belimo BE-24",80,3717,{"$f":"G20615*(1-VLOOKUP(F20615,Konditionen!$B:$G,6,0))","v":3717}]
["Entrauchung","SDJRM2","SDJRM210001430","Jalousie-Entrauchungsklappe SDJR-M","B=1000 H=1430 mit Belimo BE-24",80,3189,{"$f":"G20622*(1-VLOOKUP(F20622,Konditionen!$B:$G,6,0))","v":3189}]
["Entrauchung","SDJRM2","SDJRM211001030","Jalousie-Entrauchungsklappe SDJR-M","B=1100 H=1030 mit Belimo BE-24",80,2677,{"$f":"G20638*(1-VLOOKUP(F20638,Konditionen!$B:$G,6,0))","v":2677}]
["Entrauchung","SDJRM2","SDJRM211501230","Jalousie-Entrauchungsklappe SDJR-M","B=1150 H=1230 mit Belimo BE-24",80,3019,{"$f":"G20648*(1-VLOOKUP(F20648,Konditionen!$B:$G,6,0))","v":3019}]
["Entrauchung","SDJRM2","SDJRM212001830","Jalousie-Entrauchungsklappe SDJR-M","B=1200 H=1830 mit Belimo BE-24",80,4008,{"$f":"G20660*(1-VLOOKUP(F20660,Konditionen!$B:$G,6,0))","v":4008}]
["Entrauchung","SDR2M1","SDR2M1200650","Entrauchungsklappe SDR2-M","B=200 H=650 mit Belimo BEN-230",80,1625,{"$f":"G20671*(1-VLOOKUP(F20671,Konditionen!$B:$G,6,0))","v":1625}]
["Entrauchung","SDR2M1","SDR2M1225650","Entrauchungsklappe SDR2-M","B=225 H=650 mit Belimo BEN-230",80,1646,{"$f":"G20686*(1-VLOOKUP(F20686,Konditionen!$B:$G,6,0))","v":1646}]
["Entrauchung","SDR2M1","SDR2M12501000","Entrauchungsklappe SDR2-M","B=250 H=1000 mit Belimo BEE-230",80,1920,{"$f":"G20706*(1-VLOOKUP(F20706,Konditionen!$B:$G,6,0))","v":1920}]
["Entrauchung","SDR2M1","SDR2M1280250","Entrauchungsklappe SDR2-M","B=280 H=250 mit Belimo BEN-230",80,1388,{"$f":"G20708*(1-VLOOKUP(F20708,Konditionen!$B:$G,6,0))","v":1388}]
["Entrauchung","SDR2M1","SDR2M1300500","Entrauchungsklappe SDR2-M","B=300 H=500 mit Belimo BEN-230",80,1611,{"$f":"G20728*(1-VLOOKUP(F20728,Konditionen!$B:$G,6,0))","v":1611}]
["Entrauchung","SDR2M1","SDR2M1315300","Entrauchungsklappe SDR2-M","B=315 H=300 mit Belimo BEN-230",80,1444,{"$f":"G20739*(1-VLOOKUP(F20739,Konditionen!$B:$G,6,0))","v":1444}]
["Entrauchung","SDR2M1","SDR2M1315900","Entrauchungsklappe SDR2-M","B=315 H=900 mit Belimo BEE-230",80,1920,{"$f":"G20750*(1-VLOOKUP(F20750,Konditionen!$B:$G,6,0))","v":1920}]
["Entrauchung","SDR2M1","SDR2M1355700","Entrauchungsklappe SDR2-M","B=355 H=700 mit Belimo BEN-230",80,1823,{"$f":"G20762*(1-VLOOKUP(F20762,Konditionen!$B:$G,6,0))","v":1823}]
["Entrauchung","SDR2M1","SDR2M1400450","Entrauchungsklappe SDR2-M","B=400 H=450 mit Belimo BEN-230",80,1655,{"$f":"G20772*(1-VLOOKUP(F20772,Konditionen!$B:$G,6,0))","v":1655}]
["Entrauchung","SDR2M1","SDR2M1450700","Entrauchungsklappe SDR2-M","B=450 H=700 mit Belimo BEN-230",80,1910,{"$f":"G20792*(1-VLOOKUP(F20792,Konditionen!$B:$G,6,0))","v":1910}]
["Entrauchung","SDR2M1","SDR2M1500700","Entrauchungsklappe SDR2-M","B=500 H=700 mit Belimo BEN-230",80,1955,{"$f":"G20807*(1-VLOOKUP(F20807,Konditionen!$B:$G,6,0))","v":1955}]
["Entrauchung","SDR2M1","SDR2M1550300","Entrauchungsklappe SDR2-M","B=550 H=300 mit Belimo BEN-230",80,1650,{"$f":"G20814*(1-VLOOKUP(F20814,Konditionen!$B:$G,6,0))","v":1650}]
["Entrauchung","SDR2M1","SDR2M1560355","Entrauchungsklappe SDR2-M","B=560 H=355 mit Belimo BEN-230",80,1701,{"$f":"G20830*(1-VLOOKUP(F20830,Konditionen!$B:$G,6,0))","v":1701}]
["Entrauchung","SDR2M1","SDR2M1560650","Entrauchungsklappe SDR2-M","B=560 H=650 mit Belimo BEN-230",80,1969,{"$f":"G20836*(1-VLOOKUP(F20836,Konditionen!$B:$G,6,0))","v":1969}]
["Entrauchung","SDR2M1","SDR2M16001000","Entrauchungsklappe SDR2-M","B=600 H=1000 mit Belimo BE-230",80,2555,{"$f":"G20856*(1-VLOOKUP(F20856,Konditionen!$B:$G,6,0))","v":2555}]
["Entrauchung","SDR2M1","SDR2M1630500","Entrauchungsklappe SDR2-M","B=630 H=500 mit Belimo BEN-230",80,1902,{"$f":"G20863*(1-VLOOKUP(F20863,Konditionen!$B:$G,6,0))","v":1902}]
["Entrauchung","SDR2M1","SDR2M1650500","Entrauchungsklappe SDR2-M","B=650 H=500 mit Belimo BEN-230",80,1917,{"$f":"G20878*(1-VLOOKUP(F20878,Konditionen!$B:$G,6,0))","v":1917}]
["Entrauchung","SDR2M1","SDR2M1700550","Entrauchungsklappe SDR2-M","B=700 H=550 mit Belimo BEN-230",80,2003,{"$f":"G20894*(1-VLOOKUP(F20894,Konditionen!$B:$G,6,0))","v":2003}]
["Entrauchung","SDR2M1","SDR2M1700900","Entrauchungsklappe SDR2-M","B=700 H=900 mit Belimo BE-230",80,2571,{"$f":"G20900*(1-VLOOKUP(F20900,Konditionen!$B:$G,6,0))","v":2571}]
["Entrauchung","SDR2M1","SDR2M1750355","Entrauchungsklappe SDR2-M","B=750 H=355 mit Belimo BEN-230",80,1867,{"$f":"G20920*(1-VLOOKUP(F20920,Konditionen!$B:$G,6,0))","v":1867}]
["Entrauchung","SDR2M1","SDR2M17501000","Entrauchungsklappe SDR2-M","B=750 H=1000 mit Belimo BE-230",80,2716,{"$f":"G20931*(1-VLOOKUP(F20931,Konditionen!$B:$G,6,0))","v":2716}]
["Entrauchung","SDR2M1","SDR2M1800700","Entrauchungsklappe SDR2-M","B=800 H=700 mit Belimo BEE-230",80,2487,{"$f":"G20942*(1-VLOOKUP(F20942,Konditionen!$B:$G,6,0))","v":2487}]
["Entrauchung","SDR2M1","SDR2M1900355","Entrauchungsklappe SDR2-M","B=900 H=355 mit Belimo BEN-230",80,1973,{"$f":"G20950*(1-VLOOKUP(F20950,Konditionen!$B:$G,6,0))","v":1973}]
["Entrauchung","SDR2M1","SDR2M11000300","Entrauchungsklappe SDR2-M","B=1000 H=300 mit Belimo BEN-230",80,1987,{"$f":"G20964*(1-VLOOKUP(F20964,Konditionen!$B:$G,6,0))","v":1987}]
["Entrauchung","SDR2M1","SDR2M11000750","Entrauchungsklappe SDR2-M","B=1000 H=750 mit Belimo BE-230",80,2720,{"$f":"G20973*(1-VLOOKUP(F20973,Konditionen!$B:$G,6,0))","v":2720}]
["Entrauchung","SDR2M1","SDR2M11100650","Entrauchungsklappe SDR2-M","B=1100 H=650 mit Belimo BE-230",80,2703,{"$f":"G20986*(1-VLOOKUP(F20986,Konditionen!$B:$G,6,0))","v":2703}]
["Entrauchung","SDR2M1","SDR2M112501000","Entrauchungsklappe SDR2-M","B=1250 H=1000 mit InMax 50.75",80,5279,{"$f":"G21006*(1-VLOOKUP(F21006,Konditionen!$B:$G,6,0))","v":5279}]
["Entrauchung","SDR2M1","SDR2M11400750","Entrauchungsklappe SDR2-M","B=1400 H=750 mit Belimo BE-230",80,3092,{"$f":"G21018*(1-VLOOKUP(F21018,Konditionen!$B:$G,6,0))","v":3092}]
["Entrauchung","SDR2M1","SDR2M11500500","Entrauchungsklappe SDR2-M","B=1500 H=500 mit Belimo BEN-230",80,2853,{"$f":"G21028*(1-VLOOKUP(F21028,Konditionen!$B:$G,6,0))","v":2853}]
["Entrauchung","SDR2M1","SDR2M11600400","Entrauchungsklappe SDR2-M","B=1600 H=400 mit Belimo BEE-230",80,2791,{"$f":"G21041*(1-VLOOKUP(F21041,Konditionen!$B:$G,6,0))","v":2791}]
["Entrauchung","SDR2M2","SDR2M2200300","Entrauchungsklappe SDR2-M","B=200 H=300 mit Belimo BEN-24",80,1312,{"$f":"G21054*(1-VLOOKUP(F21054,Konditionen!$B:$G,6,0))","v":1312}]
["Entrauchung","SDR2M2","SDR2M2225355","Entrauchungsklappe SDR2-M","B=225 H=355 mit Belimo BEN-24",80,1363,{"$f":"G21070*(1-VLOOKUP(F21070,Konditionen!$B:$G,6,0))","v":1363}]
["Entrauchung","SDR2M2","SDR2M2225550","Entrauchungsklappe SDR2-M","B=225 H=550 mit Belimo BEN-24",80,1531,{"$f":"G21074*(1-VLOOKUP(F21074,Konditionen!$B:$G,6,0))","v":1531}]
["Entrauchung","SDR2M2","SDR2M2250700","Entrauchungsklappe SDR2-M","B=250 H=700 mit Belimo BEN-24",80,1646,{"$f":"G21092*(1-VLOOKUP(F21092,Konditionen!$B:$G,6,0))","v":1646}]
["Entrauchung","SDR2M2","SDR2M2280800","Entrauchungsklappe SDR2-M","B=280 H=800 mit Belimo BEE-24",80,1767,{"$f":"G21109*(1-VLOOKUP(F21109,Konditionen!$B:$G,6,0))","v":1767}]
["Entrauchung","SDR2M2","SDR2M2300500","Entrauchungsklappe SDR2-M","B=300 H=500 mit Belimo BEN-24",80,1557,{"$f":"G21118*(1-VLOOKUP(F21118,Konditionen!$B:$G,6,0))","v":1557}]
["Entrauchung","SDR2M2","SDR2M2315550","Entrauchungsklappe SDR2-M","B=315 H=550 mit Belimo BEN-24",80,1604,{"$f":"G21134*(1-VLOOKUP(F21134,Konditionen!$B:$G,6,0))","v":1604}]
["Entrauchung","SDR2M2","SDR2M2355200","Entrauchungsklappe SDR2-M","B=355 H=200 mit Belimo BEN-24",80,1348,{"$f":"G21142*(1-VLOOKUP(F21142,Konditionen!$B:$G,6,0))","v":1348}]
["Entrauchung","SDR2M2","SDR2M2400355","Entrauchungsklappe SDR2-M","B=400 H=355 mit Belimo BEN-24",80,1534,{"$f":"G21160*(1-VLOOKUP(F21160,Konditionen!$B:$G,6,0))","v":1534}]
["Entrauchung","SDR2M2","SDR2M2400600","Entrauchungsklappe SDR2-M","B=400 H=600 mit Belimo BEN-24",80,1710,{"$f":"G21165*(1-VLOOKUP(F21165,Konditionen!$B:$G,6,0))","v":1710}]
["Entrauchung","SDR2M2","SDR2M2450700","Entrauchungsklappe SDR2-M","B=450 H=700 mit Belimo BEN-24",80,1856,{"$f":"G21182*(1-VLOOKUP(F21182,Konditionen!$B:$G,6,0))","v":1856}]
["Entrauchung","SDR2M2","SDR2M2500250","Entrauchungsklappe SDR2-M","B=500 H=250 mit Belimo BEN-24",80,1524,{"$f":"G21188*(1-VLOOKUP(F21188,Konditionen!$B:$G,6,0))","v":1524}]
["Entrauchung","SDR2M2","SDR2M2550300","Entrauchungsklappe SDR2-M","B=550 H=300 mit Belimo BEN-24",80,1596,{"$f":"G21204*(1-VLOOKUP(F21204,Konditionen!$B:$G,6,0))","v":1596}]
["Entrauchung","SDR2M2","SDR2M2560550","Entrauchungsklappe SDR2-M","B=560 H=550 mit Belimo BEN-24",80,1835,{"$f":"G21224*(1-VLOOKUP(F21224,Konditionen!$B:$G,6,0))","v":1835}]
["Entrauchung","SDR2M2","SDR2M2600250","Entrauchungsklappe SDR2-M","B=600 H=250 mit Belimo BEN-24",80,1589,{"$f":"G21233*(1-VLOOKUP(F21233,Konditionen!$B:$G,6,0))","v":1589}]
["Entrauchung","SDR2M2","SDR2M26001000","Entrauchungsklappe SDR2-M","B=600 H=1000 mit Belimo BE-24",80,2541,{"$f":"G21246*(1-VLOOKUP(F21246,Konditionen!$B:$G,6,0))","v":2541}]
["Entrauchung","SDR2M2","SDR2M2630650","Entrauchungsklappe SDR2-M","B=630 H=650 mit Belimo BEN-24",80,1976,{"$f":"G21256*(1-VLOOKUP(F21256,Konditionen!$B:$G,6,0))","v":1976}]
["Entrauchung","SDR2M2","SDR2M2650500","Entrauchungsklappe SDR2-M","B=650 H=500 mit Belimo BEN-24",80,1863,{"$f":"G21268*(1-VLOOKUP(F21268,Konditionen!$B:$G,6,0))","v":1863}]
["Entrauchung","SDR2M2","SDR2M2650900","Entrauchungsklappe SDR2-M","B=650 H=900 mit Belimo BEE-24",80,2506,{"$f":"G21275*(1-VLOOKUP(F21275,Konditionen!$B:$G,6,0))","v":2506}]
["Entrauchung","SDR2M2","SDR2M2700800","Entrauchungsklappe SDR2-M","B=700 H=800 mit Belimo BEE-24",80,2469,{"$f":"G21289*(1-VLOOKUP(F21289,Konditionen!$B:$G,6,0))","v":2469}]
["Entrauchung","SDR2M2","SDR2M2750355","Entrauchungsklappe SDR2-M","B=750 H=355 mit Belimo BEN-24",80,1813,{"$f":"G21310*(1-VLOOKUP(F21310,Konditionen!$B:$G,6,0))","v":1813}]
["Entrauchung","SDR2M2","SDR2M2750900","Entrauchungsklappe SDR2-M","B=750 H=900 mit Belimo BE-24",80,2609,{"$f":"G21320*(1-VLOOKUP(F21320,Konditionen!$B:$G,6,0))","v":2609}]
["Entrauchung","SDR2M2","SDR2M2800700","Entrauchungsklappe SDR2-M","B=800 H=700 mit Belimo BEE-24",80,2473,{"$f":"G21332*(1-VLOOKUP(F21332,Konditionen!$B:$G,6,0))","v":2473}]
["Entrauchung","SDR2M2","SDR2M2900300","Entrauchungsklappe SDR2-M","B=900 H=300 mit Belimo BEN-24",80,1865,{"$f":"G21339*(1-VLOOKUP(F21339,Konditionen!$B:$G,6,0))","v":1865}]
["Entrauchung","SDR2M2","SDR2M21000450","Entrauchungsklappe SDR2-M","B=1000 H=450 mit Belimo BEE-24",80,2136,{"$f":"G21357*(1-VLOOKUP(F21357,Konditionen!$B:$G,6,0))","v":2136}]
["Entrauchung","SDR2M2","SDR2M21100550","Entrauchungsklappe SDR2-M","B=1100 H=550 mit Belimo BEE-24",80,2579,{"$f":"G21374*(1-VLOOKUP(F21374,Konditionen!$B:$G,6,0))","v":2579}]
["Entrauchung","SDR2M2","SDR2M21100650","Entrauchungsklappe SDR2-M","B=1100 H=650 mit Belimo BE-24",80,2688,{"$f":"G21376*(1-VLOOKUP(F21376,Konditionen!$B:$G,6,0))","v":2688}]
["Entrauchung","SDR2M2","SDR2M212501000","Entrauchungsklappe SDR2-M","B=1250 H=1000 mit InMax 50.75",80,5279,{"$f":"G21396*(1-VLOOKUP(F21396,Konditionen!$B:$G,6,0))","v":5279}]
["Entrauchung","SDR2M2","SDR2M21400500","Entrauchungsklappe SDR2-M","B=1400 H=500 mit Belimo BEE-24",80,2761,{"$f":"G21403*(1-VLOOKUP(F21403,Konditionen!$B:$G,6,0))","v":2761}]
["Entrauchung","SDR2M2","SDR2M21500650","Entrauchungsklappe SDR2-M","B=1500 H=650 mit Belimo BEN-24",80,3039,{"$f":"G21421*(1-VLOOKUP(F21421,Konditionen!$B:$G,6,0))","v":3039}]
["Entrauchung","SDR2M2","SDR2M21600750","Entrauchungsklappe SDR2-M","B=1600 H=750 mit Belimo BE-24",80,3259,{"$f":"G21438*(1-VLOOKUP(F21438,Konditionen!$B:$G,6,0))","v":3259}]
["Entrauchung","BFUFP","BFUFP100045","Bogen Segment   BFUFP   1000.45","Lindab FireProtect Rund",80,1829,{"$f":"G21444*(1-VLOOKUP(F21444,Konditionen!$B:$G,6,0))","v":1829}]
["Entrauchung","BFUFP","BFUFP12560","Bogen Segment   BFUFP   125.60","Lindab FireProtect Rund",80,90.35,{"$f":"G21460*(1-VLOOKUP(F21460,Konditionen!$B:$G,6,0))","v":90.35}]
["Entrauchung","BFUFP","BFUFP15015","Bogen Segment   BFUFP   150.15","Lindab FireProtect Rund",80,82.75,{"$f":"G21467*(1-VLOOKUP(F21467,Konditionen!$B:$G,6,0))","v":82.75}]
["Entrauchung","BFUFP","BFUFP20090","Bogen Segment   BFUFP   200.90","Lindab FireProtect Rund",80,150.94999999999999,{"$f":"G21486*(1-VLOOKUP(F21486,Konditionen!$B:$G,6,0))","v":150.94999999999999}]
["Entrauchung","BFUFP","BFUFP22445","Bogen Segment   BFUFP   224.45","Lindab FireProtect Rund",80,133.5,{"$f":"G21489*(1-VLOOKUP(F21489,Konditionen!$B:$G,6,0))","v":133.5}]
["Entrauchung","BFUFP","BFUFP35515","Bogen Segment   BFUFP   355.15","Lindab FireProtect Rund",80,169.65,{"$f":"G21512*(1-VLOOKUP(F21512,Konditionen!$B:$G,6,0))","v":169.65}]
["Entrauchung","BFUFP","BFUFP45045","Bogen Segment   BFUFP   450.45","Lindab FireProtect Rund",80,249.9,{"$f":"G21524*(1-VLOOKUP(F21524,Konditionen!$B:$G,6,0))","v":249.9}]
["Entrauchung","BFUFP","BFUFP56060","Bogen Segment   BFUFP   560.60","Lindab FireProtect Rund",80,475.35,{"$f":"G21535*(1-VLOOKUP(F21535,Konditionen!$B:$G,6,0))","v":475.35}]
["Entrauchung","BFUFP","BFUFP71060","Bogen Segment   BFUFP   710.60","Lindab FireProtect Rund",80,840.6,{"$f":"G21550*(1-VLOOKUP(F21550,Konditionen!$B:$G,6,0))","v":840.6}]
["Entrauchung","BFUFP","BFUFP80030","Bogen Segment   BFUFP   800.30","Lindab FireProtect Rund",80,808,{"$f":"G21553*(1-VLOOKUP(F21553,Konditionen!$B:$G,6,0))","v":808}]
["Entrauchung","BSFUFP","BSFUFP11245","Bogen Segment   BSFUFP   112.45","Lindab FireProtect Rund",80,103,{"$f":"G21568*(1-VLOOKUP(F21568,Konditionen!$B:$G,6,0))","v":103}]
["Entrauchung","BSFUFP","BSFUFP15090","Bogen Segment   BSFUFP   150.90","Lindab FireProtect Rund",80,165.9,{"$f":"G21579*(1-VLOOKUP(F21579,Konditionen!$B:$G,6,0))","v":165.9}]
["Entrauchung","BSFUFP","BSFUFP22490","Bogen Segment   BSFUFP   224.90","Lindab FireProtect Rund",80,247.8,{"$f":"G21591*(1-VLOOKUP(F21591,Konditionen!$B:$G,6,0))","v":247.8}]
["Entrauchung","BSFUFP","BSFUFP50060","Bogen Segment   BSFUFP   500.60","Lindab FireProtect Rund",80,458.1,{"$f":"G21614*(1-VLOOKUP(F21614,Konditionen!$B:$G,6,0))","v":458.1}]
["Entrauchung","BSFUFP","BSFUFP56060","Bogen Segment   BSFUFP   560.60","Lindab FireProtect Rund",80,590.54999999999995,{"$f":"G21617*(1-VLOOKUP(F21617,Konditionen!$B:$G,6,0))","v":590.54999999999995}]
["Entrauchung","BUFP","BUFP10045","Bogen gepresst   BUFP   100.45","Lindab FireProtect Rund",80,43.65,{"$f":"G21636*(1-VLOOKUP(F21636,Konditionen!$B:$G,6,0))","v":43.65}]
["Entrauchung","BUFP","BUFP12515","Bogen gepresst   BUFP   125.15","Lindab FireProtect Rund",80,55.55,{"$f":"G21643*(1-VLOOKUP(F21643,Konditionen!$B:$G,6,0))","v":55.55}]
["Entrauchung","BUFP","BUFP16030","Bogen gepresst   BUFP   160.30","Lindab FireProtect Rund",80,63.1,{"$f":"G21659*(1-VLOOKUP(F21659,Konditionen!$B:$G,6,0))","v":63.1}]
["Entrauchung","BUFP","BUFP18045","Bogen gepresst   BUFP   180.45","Lindab FireProtect Rund",80,88.9,{"$f":"G21665*(1-VLOOKUP(F21665,Konditionen!$B:$G,6,0))","v":88.9}]
["Entrauchung","ESUFP","ESUFP100","Enddeckel   ESUFP   100","Lindab FireProtect Rund",80,25.45,{"$f":"G21682*(1-VLOOKUP(F21682,Konditionen!$B:$G,6,0))","v":25.45}]
["Entrauchung","ESUFP","ESUFP560","Enddeckel   ESUFP   560","Lindab FireProtect Rund",80,197.25,{"$f":"G21700*(1-VLOOKUP(F21700,Konditionen!$B:$G,6,0))","v":197.25}]
["Entrauchung","ILUFP","ILUFP1000","Bundkragen   ILUFP   1000","Lindab FireProtect Rund",80,237.6,{"$f":"G21707*(1-VLOOKUP(F21707,Konditionen!$B:$G,6,0))","v":237.6}]
["Entrauchung","ILUFP","ILUFP710","Bundkragen   ILUFP   710","Lindab FireProtect Rund",80,109.6,{"$f":"G21727*(1-VLOOKUP(F21727,Konditionen!$B:$G,6,0))","v":109.6}]
["Entrauchung","ILUFP","ILUFP900","Bundkragen   ILUFP   900","Lindab FireProtect Rund",80,174.8,{"$f":"G21729*(1-VLOOKUP(F21729,Konditionen!$B:$G,6,0))","v":174.8}]
["Entrauchung","NPUFP","NPUFP112","Nippel   NPUFP   112","Lindab FireProtect Rund",80,26.9,{"$f":"G21746*(1-VLOOKUP(F21746,Konditionen!$B:$G,6,0))","v":26.9}]
["Entrauchung","NPUFP","NPUFP630","Nippel   NPUFP   630","Lindab FireProtect Rund",80,157.94999999999999,{"$f":"G21764*(1-VLOOKUP(F21764,Konditionen!$B:$G,6,0))","v":157.94999999999999}]
["Entrauchung","RCLUFP","RCLUFP1000560","Reduzierung   RCLUFP   1000.560","Lindab FireProtect Rund",80,958.4,{"$f":"G21771*(1-VLOOKUP(F21771,Konditionen!$B:$G,6,0))","v":958.4}]
["Entrauchung","RCLUFP","RCLUFP150100","Reduzierung   RCLUFP   150.100","Lindab FireProtect Rund",80,76.5,{"$f":"G21783*(1-VLOOKUP(F21783,Konditionen!$B:$G,6,0))","v":76.5}]
["Entrauchung","RCLUFP","RCLUFP180112","Reduzierung   RCLUFP   180.112","Lindab FireProtect Rund",80,90.5,{"$f":"G21793*(1-VLOOKUP(F21793,Konditionen!$B:$G,6,0))","v":90.5}]
["Entrauchung","RCLUFP","RCLUFP250112","Reduzierung   RCLUFP   250.112","Lindab FireProtect Rund",80,106.2,{"$f":"G21814*(1-VLOOKUP(F21814,Konditionen!$B:$G,6,0))","v":106.2}]
["Entrauchung","RCLUFP","RCLUFP280180","Reduzierung   RCLUFP   280.180","Lindab FireProtect Rund",80,133.5,{"$f":"G21828*(1-VLOOKUP(F21828,Konditionen!$B:$G,6,0))","v":133.5}]
["Entrauchung","RCLUFP","RCLUFP300140","Reduzierung   RCLUFP   300.140","Lindab FireProtect Rund",80,133.5,{"$f":"G21835*(1-VLOOKUP(F21835,Konditionen!$B:$G,6,0))","v":133.5}]
["Entrauchung","RCLUFP","RCLUFP315150","Reduzierung   RCLUFP   315.150","Lindab FireProtect Rund",80,144.35,{"$f":"G21847*(1-VLOOKUP(F21847,Konditionen!$B:$G,6,0))","v":144.35}]
["Entrauchung","RCLUFP","RCLUFP355180","Reduzierung   RCLUFP   355.180","Lindab FireProtect Rund",80,163.6,{"$f":"G21857*(1-VLOOKUP(F21857,Konditionen!$B:$G,6,0))","v":163.6}]
["Entrauchung","RCLUFP","RCLUFP400300","Reduzierung   RCLUFP   400.300","Lindab FireProtect Rund",80,191.7,{"$f":"G21870*(1-VLOOKUP(F21870,Konditionen!$B:$G,6,0))","v":191.7}]
["Entrauchung","RCLUFP","RCLUFP450355","Reduzierung   RCLUFP   450.355","Lindab FireProtect Rund",80,238.8,{"$f":"G21879*(1-VLOOKUP(F21879,Konditionen!$B:$G,6,0))","v":238.8}]
["Entrauchung","RCLUFP","RCLUFP560400","Reduzierung   RCLUFP   560.400","Lindab FireProtect Rund",80,290.14999999999998,{"$f":"G21893*(1-VLOOKUP(F21893,Konditionen!$B:$G,6,0))","v":290.14999999999998}]
["Entrauchung","RCLUFP","RCLUFP630400","Reduzierung   RCLUFP   630.400","Lindab FireProtect Rund",80,353.5,{"$f":"G21905*(1-VLOOKUP(F21905,Konditionen!$B:$G,6,0))","v":353.5}]
["Entrauchung","RCLUFP","RCLUFP800450","Reduzierung   RCLUFP   800.450","Lindab FireProtect Rund",80,524.5,{"$f":"G21921*(1-VLOOKUP(F21921,Konditionen!$B:$G,6,0))","v":524.5}]
["Entrauchung","RCUFP","RCUFP160100","Reduzierung   RCUFP   160.100","Lindab FireProtect Rund",80,47.75,{"$f":"G21938*(1-VLOOKUP(F21938,Konditionen!$B:$G,6,0))","v":47.75}]
["Entrauchung","RCUFP","RCUFP250125","Reduzierung   RCUFP   250.125","Lindab FireProtect Rund",80,77.2,{"$f":"G21943*(1-VLOOKUP(F21943,Konditionen!$B:$G,6,0))","v":77.2}]
["Entrauchung","SLUFP","SLUFP315900","Schalldämpfer   SLUFP   315.900","Lindab FireProtect Rund",80,252.8,{"$f":"G21961*(1-VLOOKUP(F21961,Konditionen!$B:$G,6,0))","v":252.8}]
["Entrauchung","SRFP","SRFP1000","Lindabrohr   SR FP 1000       Meter","Lindab FireProtect Rund",80,491.6,{"$f":"G21969*(1-VLOOKUP(F21969,Konditionen!$B:$G,6,0))","v":491.6}]
["Entrauchung","SRFP","SRFP500","Lindabrohr   SR FP 500        Meter","Lindab FireProtect Rund",80,176.4,{"$f":"G21985*(1-VLOOKUP(F21985,Konditionen!$B:$G,6,0))","v":176.4}]
["Entrauchung","TCPUFP","TCPUFP112125","T-Stück   TCPUFP   112.125","Lindab FireProtect Rund",80,81.7,{"$f":"G21994*(1-VLOOKUP(F21994,Konditionen!$B:$G,6,0))","v":81.7}]
["Entrauchung","TCPUFP","TCPUFP160160","T-Stück   TCPUFP   160.160","Lindab FireProtect Rund",80,121.65,{"$f":"G22011*(1-VLOOKUP(F22011,Konditionen!$B:$G,6,0))","v":121.65}]
["Entrauchung","TCPUFP","TCPUFP224150","T-Stück   TCPUFP   224.150","Lindab FireProtect Rund",80,127.7,{"$f":"G22029*(1-VLOOKUP(F22029,Konditionen!$B:$G,6,0))","v":127.7}]
["Entrauchung","TCPUFP","TCPUFP250100","T-Stück   TCPUFP   250.100","Lindab FireProtect Rund",80,113.6,{"$f":"G22033*(1-VLOOKUP(F22033,Konditionen!$B:$G,6,0))","v":113.6}]
["Entrauchung","TCPUFP","TCPUFP280250","T-Stück   TCPUFP   280.250","Lindab FireProtect Rund",80,213.6,{"$f":"G22049*(1-VLOOKUP(F22049,Konditionen!$B:$G,6,0))","v":213.6}]
["Entrauchung","TCPUFP","TCPUFP315150","T-Stück   TCPUFP   315.150","Lindab FireProtect Rund",80,173.25,{"$f":"G22062*(1-VLOOKUP(F22062,Konditionen!$B:$G,6,0))","v":173.25}]
["Entrauchung","TCPUFP","TCPUFP355315","T-Stück   TCPUFP   355.315","Lindab FireProtect Rund",80,299.39999999999998,{"$f":"G22075*(1-VLOOKUP(F22075,Konditionen!$B:$G,6,0))","v":299.39999999999998}]
["Entrauchung","TCPUFP","TCPUFP450125","T-Stück   TCPUFP   450.125","Lindab FireProtect Rund",80,256.64999999999998,{"$f":"G22085*(1-VLOOKUP(F22085,Konditionen!$B:$G,6,0))","v":256.64999999999998}]
["Entrauchung","TCPUFP","TCPUFP560200","T-Stück   TCPUFP   560.200","Lindab FireProtect Rund",80,379.45,{"$f":"G22097*(1-VLOOKUP(F22097,Konditionen!$B:$G,6,0))","v":379.45}]
["Entrauchung","TCUFP","TCUFP100250","T-Stück   TCUFP   100.250","Lindab FireProtect Rund",80,183.65,{"$f":"G22117*(1-VLOOKUP(F22117,Konditionen!$B:$G,6,0))","v":183.65}]
["Entrauchung","TCUFP","TCUFP125150","T-Stück   TCUFP   125.150","Lindab FireProtect Rund",80,117.7,{"$f":"G22130*(1-VLOOKUP(F22130,Konditionen!$B:$G,6,0))","v":117.7}]
["Entrauchung","TCUFP","TCUFP12571","T-Stück   TCUFP   125.71","Lindab FireProtect Rund",80,107.1,{"$f":"G22139*(1-VLOOKUP(F22139,Konditionen!$B:$G,6,0))","v":107.1}]
["Entrauchung","TCUFP","TCUFP150250","T-Stück   TCUFP   150.250","Lindab FireProtect Rund",80,187.25,{"$f":"G22153*(1-VLOOKUP(F22153,Konditionen!$B:$G,6,0))","v":187.25}]
["Entrauchung","TCUFP","TCUFP180112","T-Stück   TCUFP   180.112","Lindab FireProtect Rund",80,134.94999999999999,{"$f":"G22161*(1-VLOOKUP(F22161,Konditionen!$B:$G,6,0))","v":134.94999999999999}]
["Entrauchung","TCUFP","TCUFP224224","T-Stück   TCUFP   224.224","Lindab FireProtect Rund",80,200.95,{"$f":"G22172*(1-VLOOKUP(F22172,Konditionen!$B:$G,6,0))","v":200.95}]
["Entrauchung","TCUFP","TCUFP250355","T-Stück   TCUFP   250.355","Lindab FireProtect Rund",80,273.85000000000002,{"$f":"G22183*(1-VLOOKUP(F22183,Konditionen!$B:$G,6,0))","v":273.85000000000002}]
["Entrauchung","TCUFP","TCUFP315400","T-Stück   TCUFP   315.400","Lindab FireProtect Rund",80,362.05,{"$f":"G22203*(1-VLOOKUP(F22203,Konditionen!$B:$G,6,0))","v":362.05}]
["Entrauchung","TCUFP","TCUFP355180","T-Stück   TCUFP   355.180","Lindab FireProtect Rund",80,224.2,{"$f":"G22209*(1-VLOOKUP(F22209,Konditionen!$B:$G,6,0))","v":224.2}]
["Entrauchung","TCUFP","TCUFP400560","T-Stück   TCUFP   400.560","Lindab FireProtect Rund",80,625.4,{"$f":"G22225*(1-VLOOKUP(F22225,Konditionen!$B:$G,6,0))","v":625.4}]
["Entrauchung","TCUFP","TCUFP450710","T-Stück   TCUFP   450.710","Lindab FireProtect Rund",80,1072,{"$f":"G22240*(1-VLOOKUP(F22240,Konditionen!$B:$G,6,0))","v":1072}]
["Entrauchung","TCUFP","TCUFP500500","T-Stück   TCUFP   500.500","Lindab FireProtect Rund",80,510.5,{"$f":"G22247*(1-VLOOKUP(F22247,Konditionen!$B:$G,6,0))","v":510.5}]
["Entrauchung","TCUFP","TCUFP600224","T-Stück   TCUFP   600.224","Lindab FireProtect Rund",80,411,{"$f":"G22267*(1-VLOOKUP(F22267,Konditionen!$B:$G,6,0))","v":411}]
["Entrauchung","TCUFP","TCUFP600560","T-Stück   TCUFP   600.560","Lindab FireProtect Rund",80,639.9,{"$f":"G22273*(1-VLOOKUP(F22273,Konditionen!$B:$G,6,0))","v":639.9}]
["Entrauchung","TCUFP","TCUFP630710","T-Stück   TCUFP   630.710","Lindab FireProtect Rund",80,1358,{"$f":"G22289*(1-VLOOKUP(F22289,Konditionen!$B:$G,6,0))","v":1358}]
["Entrauchung","WXHUAAD","WXHUAAD100","Entrauchungsklappe WXHU-AA-D-100","für automatische Aktivierung",80,866.7,{"$f":"G22296*(1-VLOOKUP(F22296,Konditionen!$B:$G,6,0))","v":866.7}]
["Entrauchung","WXHUMAV","WXHUMAV200","Entrauchungsklappe WXHU-MA-V-200","für manuelle Aktivierung",80,906.95,{"$f":"G22311*(1-VLOOKUP(F22311,Konditionen!$B:$G,6,0))","v":906.95}]
["Entrauchung","WXHUMAV","WXHUMAV450","Entrauchungsklappe WXHU-MA-V-450","für manuelle Aktivierung",80,978.35,{"$f":"G22331*(1-VLOOKUP(F22331,Konditionen!$B:$G,6,0))","v":978.35}]
["Entrauchung","WXHUAAV","WXHUAAV630","Entrauchungsklappe WXHU-AA-V-630","für automatische Aktivierung",80,960.25,{"$f":"G22341*(1-VLOOKUP(F22341,Konditionen!$B:$G,6,0))","v":960.25}]
["Entrauchung","QFPEVS","QFPEVS201400","Weichstoffkompensator           STK","B=201mm x H=400mm",80,775.7,{"$f":"G22353*(1-VLOOKUP(F22353,Konditionen!$B:$G,6,0))","v":775.7}]
["Entrauchung","QFPEVS","QFPEVS252318","Weichstoffkompensator           STK","B=252mm x H=318mm",80,765.9,{"$f":"G22364*(1-VLOOKUP(F22364,Konditionen!$B:$G,6,0))","v":765.9}]
["Entrauchung","QFPEVS","QFPEVS318201","Weichstoffkompensator           STK","B=318mm x H=201mm",80,749.95,{"$f":"G22375*(1-VLOOKUP(F22375,Konditionen!$B:$G,6,0))","v":749.95}]
["Entrauchung","QFPEVS","QFPEVS3181000","Weichstoffkompensator           STK","B=318mm x H=1000mm",80,1000,{"$f":"G22387*(1-VLOOKUP(F22387,Konditionen!$B:$G,6,0))","v":1000}]
["Entrauchung","QFPEVS","QFPEVS400201","Weichstoffkompensator           STK","B=400mm x H=201mm",80,775.7,{"$f":"G22401*(1-VLOOKUP(F22401,Konditionen!$B:$G,6,0))","v":775.7}]
["Entrauchung","QFPEVS","QFPEVS449357","Weichstoffkompensator           STK","B=449mm x H=357mm",80,839.8,{"$f":"G22417*(1-VLOOKUP(F22417,Konditionen!$B:$G,6,0))","v":839.8}]
["Entrauchung","QFPEVS","QFPEVS503449","Weichstoffkompensator           STK","B=503mm x H=449mm",80,885.6,{"$f":"G22432*(1-VLOOKUP(F22432,Konditionen!$B:$G,6,0))","v":885.6}]
["Entrauchung","QFPEVS","QFPEVS565357","Weichstoffkompensator           STK","B=565mm x H=357mm",80,876.1,{"$f":"G22443*(1-VLOOKUP(F22443,Konditionen!$B:$G,6,0))","v":876.1}]
["Entrauchung","QFPEVS","QFPEVS634318","Weichstoffkompensator           STK","B=634mm x H=318mm",80,885.6,{"$f":"G22455*(1-VLOOKUP(F22455,Konditionen!$B:$G,6,0))","v":885.6}]
["Entrauchung","QFPEVS","QFPEVS6341000","Weichstoffkompensator           STK","B=634mm x H=1000mm",80,1099,{"$f":"G22465*(1-VLOOKUP(F22465,Konditionen!$B:$G,6,0))","v":1099}]
["Entrauchung","QFPEVS","QFPEVS797318","Weichstoffkompensator           STK","B=797mm x H=318mm",80,936.65,{"$f":"G22481*(1-VLOOKUP(F22481,Konditionen!$B:$G,6,0))","v":936.65}]
["Entrauchung","QFPEVS","QFPEVS797711","Weichstoffkompensator           STK","B=797mm x H=711mm",80,1060,{"$f":"G22488*(1-VLOOKUP(F22488,Konditionen!$B:$G,6,0))","v":1060}]
["Entrauchung","QFPEVS","QFPEVS1003318","Weichstoffkompensator           STK","B=1003mm x H=318mm",80,1001,{"$f":"G22507*(1-VLOOKUP(F22507,Konditionen!$B:$G,6,0))","v":1001}]
["Entrauchung","QFPEVS","QFPEVS1003503","Weichstoffkompensator           STK","B=1003mm x H=503mm",80,1059,{"$f":"G22511*(1-VLOOKUP(F22511,Konditionen!$B:$G,6,0))","v":1059}]
["Entrauchung","QFPEVS","QFPEVS1125900","Weichstoffkompensator           STK","B=1125mm x H=900mm",80,1222,{"$f":"G22529*(1-VLOOKUP(F22529,Konditionen!$B:$G,6,0))","v":1222}]
["Entrauchung","QFPEVS","QFPEVS1262449","Weichstoffkompensator           STK","B=1262mm x H=449mm",80,1123,{"$f":"G22536*(1-VLOOKUP(F22536,Konditionen!$B:$G,6,0))","v":1123}]
["Brandschutzklappen und Zubehör","BFH","BFH","BFH Befestigungssatz","für Holzbalkendecke",8006,19.7,{"$f":"G22556*(1-VLOOKUP(F22556,Konditionen!$B:$G,6,0))","v":19.7}]
["Brandschutzklappen und Zubehör","TAMPWH25","TAMPWH25150","Paneele TAMPWH25.150","1 Satz = 4 Teile",8006,51.45,{"$f":"G22571*(1-VLOOKUP(F22571,Konditionen!$B:$G,6,0))","v":51.45}]
["Brandschutzklappen und Zubehör","TAMPWH45","TAMPWH45200","Paneele TAMPWH45.200","1 Satz = 4 Teile",8006,76,{"$f":"G22579*(1-VLOOKUP(F22579,Konditionen!$B:$G,6,0))","v":76}]
["Brandschutzklappen und Zubehör","WH45B-S2","WH45BS2200","Brandschutzklappe WH45 200","mit 2 Endlageschaltern, L = 620 mm",8006,246.6,{"$f":"G22593*(1-VLOOKUP(F22593,Konditionen!$B:$G,6,0))","v":246.6}]
["Brandschutzklappen und Zubehör","WH45B-S2","WH45BS2500","Brandschutzklappe WH45 500","mit 2 Endlageschaltern, L = 620 mm",8006,344.1,{"$f":"G22600*(1-VLOOKUP(F22600,Konditionen!$B:$G,6,0))","v":344.1}]
["Brandschutzklappen und Zubehör","WH45B","WH45B450","Brandschutzklappe WH45 450","L = 620 mm",8006,299.89999999999998,{"$f":"G22612*(1-VLOOKUP(F22612,Konditionen!$B:$G,6,0))","v":299.89999999999998}]
["Brandschutzklappen und Zubehör","WK45B-S2","WK45BS21000300","Brandschutzklappe WK45 1000x300","Typ: WK45B-S2-M0-1000300 + WKSPAC",8006,408.9,{"$f":"G22622*(1-VLOOKUP(F22622,Konditionen!$B:$G,6,0))","v":408.9}]
["Brandschutzklappen und Zubehör","WK45B-S2","WK45BS21050300","Brandschutzklappe WK45 1050x300","Typ: WK45B-S2-M0-1050300 + WKSPAC",8006,417.85,{"$f":"G22635*(1-VLOOKUP(F22635,Konditionen!$B:$G,6,0))","v":417.85}]
["Brandschutzklappen und Zubehör","WK45B-S2","WK45BS21100750","Brandschutzklappe WK45 1100x750","Typ: WK45B-S2-M0-1100750 + WKSPAC",8006,576.54999999999995,{"$f":"G22657*(1-VLOOKUP(F22657,Konditionen!$B:$G,6,0))","v":576.54999999999995}]
["Brandschutzklappen und Zubehör","WK45B-S2","WK45BS21150550","Brandschutzklappe WK45 1150x550","Typ: WK45B-S2-M0-1150550 + WKSPAC",8006,521.35,{"$f":"G22666*(1-VLOOKUP(F22666,Konditionen!$B:$G,6,0))","v":521.35}]
["Brandschutzklappen und Zubehör","WK45B-S2","WK45BS21200550","Brandschutzklappe WK45 1200x550","Typ: WK45B-S2-M0-1200550 + WKSPAC",8006,531.70000000000005,{"$f":"G22679*(1-VLOOKUP(F22679,Konditionen!$B:$G,6,0))","v":531.70000000000005}]
["Brandschutzklappen und Zubehör","WK45B-S2","WK45BS21250250","Brandschutzklappe WK45 1250x250","Typ: WK45B-S2-M0-1250250 + WKSPAC",8006,432.65,{"$f":"G22686*(1-VLOOKUP(F22686,Konditionen!$B:$G,6,0))","v":432.65}]
["Brandschutzklappen und Zubehör","WK45B-S2","WK45BS21300250","Brandschutzklappe WK45 1300x250","Typ: WK45B-S2-M0-1300250 + WKSPAC",8006,440.4,{"$f":"G22699*(1-VLOOKUP(F22699,Konditionen!$B:$G,6,0))","v":440.4}]
["Brandschutzklappen und Zubehör","WK45B-S2","WK45BS21350700","Brandschutzklappe WK45 1350x700","Typ: WK45B-S2-M0-1350700 + WKSPAC",8006,623.15,{"$f":"G22721*(1-VLOOKUP(F22721,Konditionen!$B:$G,6,0))","v":623.15}]
["Brandschutzklappen und Zubehör","WK45B-S2","WK45BS21400700","Brandschutzklappe WK45 1400x700","Typ: WK45B-S2-M0-1400700 + WKSPAC",8006,635,{"$f":"G22734*(1-VLOOKUP(F22734,Konditionen!$B:$G,6,0))","v":635}]
["Brandschutzklappen und Zubehör","WK45B-S2","WK45BS21450500","Brandschutzklappe WK45 1450x500","Typ: WK45B-S2-M0-1450500 + WKSPAC",8006,567.9,{"$f":"G22743*(1-VLOOKUP(F22743,Konditionen!$B:$G,6,0))","v":567.9}]
["Brandschutzklappen und Zubehör","WK45B-S2","WK45BS21500200","Brandschutzklappe WK45 1500x200","Typ: WK45B-S2-M0-1500200 + WKSPAC",8006,456.25,{"$f":"G22750*(1-VLOOKUP(F22750,Konditionen!$B:$G,6,0))","v":456.25}]
["Brandschutzklappen und Zubehör","WK45B-S2","WK45BS2200400","Brandschutzklappe WK45 200x400","Typ: WK45B-S2-M0-0200400 + WKSPAC",8006,284.7,{"$f":"G22767*(1-VLOOKUP(F22767,Konditionen!$B:$G,6,0))","v":284.7}]
["Brandschutzklappen und Zubehör","WK45B-S2","WK45BS2250650","Brandschutzklappe WK45 250x650","Typ: WK45B-S2-M0-0250650 + WKSPAC",8006,334.85,{"$f":"G22785*(1-VLOOKUP(F22785,Konditionen!$B:$G,6,0))","v":334.85}]
["Brandschutzklappen und Zubehör","WK45B-S2","WK45BS2300250","Brandschutzklappe WK45 300x250","Typ: WK45B-S2-M0-0300250 + WKSPAC",8006,280,{"$f":"G22790*(1-VLOOKUP(F22790,Konditionen!$B:$G,6,0))","v":280}]
["Brandschutzklappen und Zubehör","WK45B-S2","WK45BS2350450","Brandschutzklappe WK45 350x450","Typ: WK45B-S2-M0-0350450 + WKSPAC",8006,321.25,{"$f":"G22807*(1-VLOOKUP(F22807,Konditionen!$B:$G,6,0))","v":321.25}]
["Brandschutzklappen und Zubehör","WK45B-S2","WK45BS2350800","Brandschutzklappe WK45 350x800","Typ: WK45B-S2-M0-0350800 + WKSPAC",8006,386.4,{"$f":"G22814*(1-VLOOKUP(F22814,Konditionen!$B:$G,6,0))","v":386.4}]
["Brandschutzklappen und Zubehör","WK45B-S2","WK45BS2450550","Brandschutzklappe WK45 450x550","Typ: WK45B-S2-M0-0450550 + WKSPAC",8006,362.8,{"$f":"G22835*(1-VLOOKUP(F22835,Konditionen!$B:$G,6,0))","v":362.8}]
["Brandschutzklappen und Zubehör","WK45B-S2","WK45BS2450600","Brandschutzklappe WK45 450x600","Typ: WK45B-S2-M0-0450600 + WKSPAC",8006,373.15,{"$f":"G22836*(1-VLOOKUP(F22836,Konditionen!$B:$G,6,0))","v":373.15}]
["Brandschutzklappen und Zubehör","WK45B-S2","WK45BS2550400","Brandschutzklappe WK45 550x400","Typ: WK45B-S2-M0-0550400 + WKSPAC",8006,351.1,{"$f":"G22858*(1-VLOOKUP(F22858,Konditionen!$B:$G,6,0))","v":351.1}]
["Brandschutzklappen und Zubehör","WK45B-S2","WK45BS2550600","Brandschutzklappe WK45 550x600","Typ: WK45B-S2-M0-0550600 + WKSPAC",8006,395.8,{"$f":"G22862*(1-VLOOKUP(F22862,Konditionen!$B:$G,6,0))","v":395.8}]
["Brandschutzklappen und Zubehör","WK45B-S2","WK45BS2650250","Brandschutzklappe WK45 650x250","Typ: WK45B-S2-M0-0650250 + WKSPAC",8006,336.3,{"$f":"G22881*(1-VLOOKUP(F22881,Konditionen!$B:$G,6,0))","v":336.3}]
["Brandschutzklappen und Zubehör","WK45B-S2","WK45BS2700400","Brandschutzklappe WK45 700x400","Typ: WK45B-S2-M0-0700400 + WKSPAC",8006,378.4,{"$f":"G22897*(1-VLOOKUP(F22897,Konditionen!$B:$G,6,0))","v":378.4}]
["Brandschutzklappen und Zubehör","WK45B-S2","WK45BS2700550","Brandschutzklappe WK45 700x550","Typ: WK45B-S2-M0-0700550 + WKSPAC",8006,416.15,{"$f":"G22900*(1-VLOOKUP(F22900,Konditionen!$B:$G,6,0))","v":416.15}]
["Brandschutzklappen und Zubehör","WK45B-S2","WK45BS2750600","Brandschutzklappe WK45 750x600","Typ: WK45B-S2-M0-0750600 + WKSPAC",8006,445.95,{"$f":"G22914*(1-VLOOKUP(F22914,Konditionen!$B:$G,6,0))","v":445.95}]
["Brandschutzklappen und Zubehör","WK45B-S2","WK45BS2800550","Brandschutzklappe WK45 800x550","Typ: WK45B-S2-M0-0800550 + WKSPAC",8006,445.3,{"$f":"G22926*(1-VLOOKUP(F22926,Konditionen!$B:$G,6,0))","v":445.3}]
["Brandschutzklappen und Zubehör","WK45B-S2","WK45BS2850450","Brandschutzklappe WK45 850x450","Typ: WK45B-S2-M0-0850450 + WKSPAC",8006,427.1,{"$f":"G22937*(1-VLOOKUP(F22937,Konditionen!$B:$G,6,0))","v":427.1}]
["Brandschutzklappen und Zubehör","WK45B-S2","WK45BS2950350","Brandschutzklappe WK45 950x350","Typ: WK45B-S2-M0-0950350 + WKSPAC",8006,418.25,{"$f":"G22961*(1-VLOOKUP(F22961,Konditionen!$B:$G,6,0))","v":418.25}]
["Brandschutzklappen und Zubehör","WK45B-S2","WK45BS2950700","Brandschutzklappe WK45 950x700","Typ: WK45B-S2-M0-0950700 + WKSPAC",8006,524.20000000000005,{"$f":"G22968*(1-VLOOKUP(F22968,Konditionen!$B:$G,6,0))","v":524.20000000000005}]
["Brandschutzklappen und Zubehör","WK45","WK45B1000750","Brandschutzklappe WK45 1000x750","Typ: WK45B1000750 + WKSPAC",8006,512.04999999999995,{"$f":"G22982*(1-VLOOKUP(F22982,Konditionen!$B:$G,6,0))","v":512.04999999999995}]
["Brandschutzklappen und Zubehör","WK45","WK45B1050500","Brandschutzklappe WK45 1050x500","Typ: WK45B1050500 + WKSPAC",8006,446.65,{"$f":"G22990*(1-VLOOKUP(F22990,Konditionen!$B:$G,6,0))","v":446.65}]
["Brandschutzklappen und Zubehör","WK45","WK45B1100600","Brandschutzklappe WK45 1100x600","Typ: WK45B1100600 + WKSPAC",8006,488.55,{"$f":"G23005*(1-VLOOKUP(F23005,Konditionen!$B:$G,6,0))","v":488.55}]
["Brandschutzklappen und Zubehör","WK45","WK45B1150300","Brandschutzklappe WK45 1150x300","Typ: WK45B1150300 + WKSPAC",8006,396.05,{"$f":"G23012*(1-VLOOKUP(F23012,Konditionen!$B:$G,6,0))","v":396.05}]
["Brandschutzklappen und Zubehör","WK45","WK45B1200650","Brandschutzklappe WK45 1200x650","Typ: WK45B1200650 + WKSPAC",8006,527,{"$f":"G23032*(1-VLOOKUP(F23032,Konditionen!$B:$G,6,0))","v":527}]
["Brandschutzklappen und Zubehör","WK45","WK45B1250300","Brandschutzklappe WK45 1250x300","Typ: WK45B1250300 + WKSPAC",8006,412.45,{"$f":"G23038*(1-VLOOKUP(F23038,Konditionen!$B:$G,6,0))","v":412.45}]
["Brandschutzklappen und Zubehör","WK45","WK45B1300450","Brandschutzklappe WK45 1300x450","Typ: WK45B1300450 + WKSPAC",8006,476.95,{"$f":"G23054*(1-VLOOKUP(F23054,Konditionen!$B:$G,6,0))","v":476.95}]
["Brandschutzklappen und Zubehör","WK45","WK45B1350750","Brandschutzklappe WK45 1350x750","Typ: WK45B1350750 + WKSPAC",8006,601.79999999999995,{"$f":"G23073*(1-VLOOKUP(F23073,Konditionen!$B:$G,6,0))","v":601.79999999999995}]
["Brandschutzklappen und Zubehör","WK45","WK45B1400250","Brandschutzklappe WK45 1400x250","Typ: WK45B1400250 + WKSPAC",8006,419.8,{"$f":"G23076*(1-VLOOKUP(F23076,Konditionen!$B:$G,6,0))","v":419.8}]
["Brandschutzklappen und Zubehör","WK45","WK45B1450600","Brandschutzklappe WK45 1450x600","Typ: WK45B1450600 + WKSPAC",8006,567.5,{"$f":"G23096*(1-VLOOKUP(F23096,Konditionen!$B:$G,6,0))","v":567.5}]
["Brandschutzklappen und Zubehör","WK45","WK45B1500450","Brandschutzklappe WK45 1500x450","Typ: WK45B1500450 + WKSPAC",8006,517.35,{"$f":"G23106*(1-VLOOKUP(F23106,Konditionen!$B:$G,6,0))","v":517.35}]
["Brandschutzklappen und Zubehör","WK45","WK45B200400","Brandschutzklappe WK45 200x400","Typ: WK45B200400 + WKSPAC",8006,247.6,{"$f":"G23118*(1-VLOOKUP(F23118,Konditionen!$B:$G,6,0))","v":247.6}]
["Brandschutzklappen und Zubehör","WK45","WK45B300400","Brandschutzklappe WK45 300x400","Typ: WK45B300400 + WKSPAC",8006,265.7,{"$f":"G23137*(1-VLOOKUP(F23137,Konditionen!$B:$G,6,0))","v":265.7}]
["Brandschutzklappen und Zubehör","WK45","WK45B300550","Brandschutzklappe WK45 300x550","Typ: WK45B300550 + WKSPAC",8006,291.95,{"$f":"G23140*(1-VLOOKUP(F23140,Konditionen!$B:$G,6,0))","v":291.95}]
["Brandschutzklappen und Zubehör","WK45","WK45B400450","Brandschutzklappe WK45 400x450","Typ: WK45B400450 + WKSPAC",8006,294.75,{"$f":"G23160*(1-VLOOKUP(F23160,Konditionen!$B:$G,6,0))","v":294.75}]
["Brandschutzklappen und Zubehör","WK45","WK45B450550","Brandschutzklappe WK45 450x550","Typ: WK45B450550 + WKSPAC",8006,325.3,{"$f":"G23175*(1-VLOOKUP(F23175,Konditionen!$B:$G,6,0))","v":325.3}]
["Brandschutzklappen und Zubehör","WK45","WK45B500250","Brandschutzklappe WK45 500x250","Typ: WK45B500250 + WKSPAC",8006,275.35000000000002,{"$f":"G23182*(1-VLOOKUP(F23182,Konditionen!$B:$G,6,0))","v":275.35000000000002}]
["Brandschutzklappen und Zubehör","WK45","WK45B500800","Brandschutzklappe WK45 500x800","Typ: WK45B500800 + WKSPAC",8006,393.75,{"$f":"G23193*(1-VLOOKUP(F23193,Konditionen!$B:$G,6,0))","v":393.75}]
["Brandschutzklappen und Zubehör","WK45","WK45B550700","Brandschutzklappe WK45 550x700","Typ: WK45B550700 + WKSPAC",8006,381.1,{"$f":"G23204*(1-VLOOKUP(F23204,Konditionen!$B:$G,6,0))","v":381.1}]
["Brandschutzklappen und Zubehör","WK45","WK45B600650","Brandschutzklappe WK45 600x650","Typ: WK45B600650 + WKSPAC",8006,379.85,{"$f":"G23216*(1-VLOOKUP(F23216,Konditionen!$B:$G,6,0))","v":379.85}]
["Brandschutzklappen und Zubehör","WK45","WK45B650700","Brandschutzklappe WK45 650x700","Typ: WK45B650700 + WKSPAC",8006,410.05,{"$f":"G23230*(1-VLOOKUP(F23230,Konditionen!$B:$G,6,0))","v":410.05}]
["Brandschutzklappen und Zubehör","WK45","WK45B750200","Brandschutzklappe WK45 750x200","Typ: WK45B750200 + WKSPAC",8006,304.95,{"$f":"G23246*(1-VLOOKUP(F23246,Konditionen!$B:$G,6,0))","v":304.95}]
["Brandschutzklappen und Zubehör","WK45","WK45B800300","Brandschutzklappe WK45 800x300","Typ: WK45B800300 + WKSPAC",8006,332.05,{"$f":"G23261*(1-VLOOKUP(F23261,Konditionen!$B:$G,6,0))","v":332.05}]
["Brandschutzklappen und Zubehör","WK45","WK45B800650","Brandschutzklappe WK45 800x650","Typ: WK45B800650 + WKSPAC",8006,433.55,{"$f":"G23268*(1-VLOOKUP(F23268,Konditionen!$B:$G,6,0))","v":433.55}]
["Brandschutzklappen und Zubehör","WK45","WK45B850800","Brandschutzklappe WK45 850x800","Typ: WK45B850800 + WKSPAC",8006,487,{"$f":"G23284*(1-VLOOKUP(F23284,Konditionen!$B:$G,6,0))","v":487}]
["Brandschutzklappen und Zubehör","WK45","WK45B900650","Brandschutzklappe WK45 900x650","Typ: WK45B900650 + WKSPAC",8006,456.4,{"$f":"G23294*(1-VLOOKUP(F23294,Konditionen!$B:$G,6,0))","v":456.4}]
["Brandschutzklappen und Zubehör","WK45","WK45B950800","Brandschutzklappe WK45 950x800","Typ: WK45B950800 + WKSPAC",8006,513.9,{"$f":"G23310*(1-VLOOKUP(F23310,Konditionen!$B:$G,6,0))","v":513.9}]
["Brandschutzklappen und Zubehör","WK45VMBM","WK45VMBM200350","Brandschutzklappe WK45 200x350","Typ: WK45VMBM200350 + WKSPAC",8006,692.55,{"$f":"G23317*(1-VLOOKUP(F23317,Konditionen!$B:$G,6,0))","v":692.55}]
["Brandschutzklappen und Zubehör","WK45VMBM","WK45VMBM250650","Brandschutzklappe WK45 250x650","Typ: WK45VMBM250650 + WKSPAC",8006,748.75,{"$f":"G23332*(1-VLOOKUP(F23332,Konditionen!$B:$G,6,0))","v":748.75}]
["Brandschutzklappen und Zubehör","WK45VMBM","WK45VMBM300550","Brandschutzklappe WK45 300x550","Typ: WK45VMBM300550 + WKSPAC",8006,743.4,{"$f":"G23340*(1-VLOOKUP(F23340,Konditionen!$B:$G,6,0))","v":743.4}]
["Brandschutzklappen und Zubehör","WK45VMBM","WK45VMBM400350","Brandschutzklappe WK45 400x350","Typ: WK45VMBM400350 + WKSPAC",8006,727.9,{"$f":"G23358*(1-VLOOKUP(F23358,Konditionen!$B:$G,6,0))","v":727.9}]
["Brandschutzklappen und Zubehör","WK45VMBM","WK45VMBM450550","Brandschutzklappe WK45 450x550","Typ: WK45VMBM450550 + WKSPAC",8006,776.05,{"$f":"G23375*(1-VLOOKUP(F23375,Konditionen!$B:$G,6,0))","v":776.05}]
["Brandschutzklappen und Zubehör","WK45VMBM","WK45VMBM450800","Brandschutzklappe WK45 450x800","Typ: WK45VMBM450800 + WKSPAC",8006,825.15,{"$f":"G23380*(1-VLOOKUP(F23380,Konditionen!$B:$G,6,0))","v":825.15}]
["Brandschutzklappen und Zubehör","WK45VMBM","WK45VMBM550500","Brandschutzklappe WK45 550x500","Typ: WK45VMBM550500 + WKSPAC",8006,786.9,{"$f":"G23400*(1-VLOOKUP(F23400,Konditionen!$B:$G,6,0))","v":786.9}]
["Brandschutzklappen und Zubehör","WK45VMBM","WK45VMBM600250","Brandschutzklappe WK45 600x250","Typ: WK45VMBM600250 + WKSPAC",8006,738.75,{"$f":"G23408*(1-VLOOKUP(F23408,Konditionen!$B:$G,6,0))","v":738.75}]
["Brandschutzklappen und Zubehör","WK45VMBM","WK45VMBM650300","Brandschutzklappe WK45 650x300","Typ: WK45VMBM650300 + WKSPAC",8006,758,{"$f":"G23422*(1-VLOOKUP(F23422,Konditionen!$B:$G,6,0))","v":758}]
["Brandschutzklappen und Zubehör","WK45VMBM","WK45VMBM650750","Brandschutzklappe WK45 650x750","Typ: WK45VMBM650750 + WKSPAC",8006,870.3,{"$f":"G23431*(1-VLOOKUP(F23431,Konditionen!$B:$G,6,0))","v":870.3}]
["Brandschutzklappen und Zubehör","WK45VMBM","WK45VMBM700750","Brandschutzklappe WK45 700x750","Typ: WK45VMBM700750 + WKSPAC",8006,882.35,{"$f":"G23444*(1-VLOOKUP(F23444,Konditionen!$B:$G,6,0))","v":882.35}]
["Brandschutzklappen und Zubehör","WK45VMBM","WK45VMBM800450","Brandschutzklappe WK45 800x450","Typ: WK45VMBM800450 + WKSPAC",8006,821.85,{"$f":"G23464*(1-VLOOKUP(F23464,Konditionen!$B:$G,6,0))","v":821.85}]
["Brandschutzklappen und Zubehör","WK45VMBM","WK45VMBM850400","Brandschutzklappe WK45 850x400","Typ: WK45VMBM850400 + WKSPAC",8006,818.15,{"$f":"G23476*(1-VLOOKUP(F23476,Konditionen!$B:$G,6,0))","v":818.15}]
["Brandschutzklappen und Zubehör","WK45VMBM","WK45VMBM900250","Brandschutzklappe WK45 900x250","Typ: WK45VMBM900250 + WKSPAC",8006,784.15,{"$f":"G23486*(1-VLOOKUP(F23486,Konditionen!$B:$G,6,0))","v":784.15}]
["Brandschutzklappen und Zubehör","WK45VMBM","WK45VMBM950250","Brandschutzklappe WK45 950x250","Typ: WK45VMBM950250 + WKSPAC",8006,792.85,{"$f":"G23499*(1-VLOOKUP(F23499,Konditionen!$B:$G,6,0))","v":792.85}]
["Brandschutzklappen und Zubehör","WK45VMBM","WK45VMBM950700","Brandschutzklappe WK45 950x700","Typ: WK45VMBM950700 + WKSPAC",8006,931.15,{"$f":"G23508*(1-VLOOKUP(F23508,Konditionen!$B:$G,6,0))","v":931.15}]
["Brandschutzklappen und Zubehör","WK45VMBM","WK45VMBM1050400","Brandschutzklappe WK45 1050x400","Typ: WK45VMBM1050400 + WKSPAC",8006,860.8,{"$f":"G23528*(1-VLOOKUP(F23528,Konditionen!$B:$G,6,0))","v":860.8}]
["Brandschutzklappen und Zubehör","WK45VMBM","WK45VMBM1050600","Brandschutzklappe WK45 1050x600","Typ: WK45VMBM1050600 + WKSPAC",8006,923.3,{"$f":"G23532*(1-VLOOKUP(F23532,Konditionen!$B:$G,6,0))","v":923.3}]
["Brandschutzklappen und Zubehör","WK45VMBM","WK45VMBM1150200","Brandschutzklappe WK45 1150x200","Typ: WK45VMBM1150200 + WKSPAC",8006,814.75,{"$f":"G23550*(1-VLOOKUP(F23550,Konditionen!$B:$G,6,0))","v":814.75}]
["Brandschutzklappen und Zubehör","WK45VMBM","WK45VMBM1200200","Brandschutzklappe WK45 1200x200","Typ: WK45VMBM1200200 + WKSPAC",8006,821.7,{"$f":"G23563*(1-VLOOKUP(F23563,Konditionen!$B:$G,6,0))","v":821.7}]
["Brandschutzklappen und Zubehör","WK45VMBM","WK45VMBM1200650","Brandschutzklappe WK45 1200x650","Typ: WK45VMBM1200650 + WKSPAC",8006,971.6,{"$f":"G23572*(1-VLOOKUP(F23572,Konditionen!$B:$G,6,0))","v":971.6}]
["Brandschutzklappen und Zubehör","WK45VGBM","WK45VGBM1250700","Brandschutzklappe WK45 1250x700","Typ: WK45VGBM1250700 + WKSPAC",8006,1104,{"$f":"G23586*(1-VLOOKUP(F23586,Konditionen!$B:$G,6,0))","v":1104}]
["Brandschutzklappen und Zubehör","WK45VMBM","WK45VMBM1300450","Brandschutzklappe WK45 1300x450","Typ: WK45VMBM1300450 + WKSPAC",8006,922.1,{"$f":"G23594*(1-VLOOKUP(F23594,Konditionen!$B:$G,6,0))","v":922.1}]
["Brandschutzklappen und Zubehör","WK45VGBM","WK45VGBM1350800","Brandschutzklappe WK45 1350x800","Typ: WK45VGBM1350800 + WKSPAC",8006,1165,{"$f":"G23614*(1-VLOOKUP(F23614,Konditionen!$B:$G,6,0))","v":1165}]
["Brandschutzklappen und Zubehör","WK45VMBM","WK45VMBM1400400","Brandschutzklappe WK45 1400x400","Typ: WK45VMBM1400400 + WKSPAC",8006,924.9,{"$f":"G23619*(1-VLOOKUP(F23619,Konditionen!$B:$G,6,0))","v":924.9}]
["Brandschutzklappen und Zubehör","WK45VGBM","WK45VGBM1450600","Brandschutzklappe WK45 1450x600","Typ: WK45VGBM1450600 + WKSPAC",8006,1113,{"$f":"G23636*(1-VLOOKUP(F23636,Konditionen!$B:$G,6,0))","v":1113}]
["Brandschutzklappen und Zubehör","WK45VMBM","WK45VMBM1500250","Brandschutzklappe WK45 1500x250","Typ: WK45VMBM1500250 + WKSPAC",8006,882.55,{"$f":"G23642*(1-VLOOKUP(F23642,Konditionen!$B:$G,6,0))","v":882.55}]
["Brandschutzklappen und Zubehör","WK45DMBM","WK45DMBM200600","Brandschutzklappe WK45 200x600","Typ: WK45DMBM200600 + WKSPAC",8006,764.35,{"$f":"G23662*(1-VLOOKUP(F23662,Konditionen!$B:$G,6,0))","v":764.35}]
["Brandschutzklappen und Zubehör","WK45DMBM","WK45DMBM300450","Brandschutzklappe WK45 300x450","Typ: WK45DMBM300450 + WKSPAC",8006,759.45,{"$f":"G23678*(1-VLOOKUP(F23678,Konditionen!$B:$G,6,0))","v":759.45}]
["Brandschutzklappen und Zubehör","WK45DMBM","WK45DMBM350350","Brandschutzklappe WK45 350x350","Typ: WK45DMBM350350 + WKSPAC",8006,752.1,{"$f":"G23687*(1-VLOOKUP(F23687,Konditionen!$B:$G,6,0))","v":752.1}]
["Brandschutzklappen und Zubehör","WK45DMBM","WK45DMBM400450","Brandschutzklappe WK45 400x450","Typ: WK45DMBM400450 + WKSPAC",8006,779.95,{"$f":"G23700*(1-VLOOKUP(F23700,Konditionen!$B:$G,6,0))","v":779.95}]
["Brandschutzklappen und Zubehör","WK45DMBM","WK45DMBM450300","Brandschutzklappe WK45 450x300","Typ: WK45DMBM450300 + WKSPAC",8006,759.45,{"$f":"G23710*(1-VLOOKUP(F23710,Konditionen!$B:$G,6,0))","v":759.45}]
["Brandschutzklappen und Zubehör","WK45DMBM","WK45DMBM500450","Brandschutzklappe WK45 500x450","Typ: WK45DMBM500450 + WKSPAC",8006,798.5,{"$f":"G23726*(1-VLOOKUP(F23726,Konditionen!$B:$G,6,0))","v":798.5}]
["Brandschutzklappen und Zubehör","WK45DMBM","WK45DMBM550600","Brandschutzklappe WK45 550x600","Typ: WK45DMBM550600 + WKSPAC",8006,841.75,{"$f":"G23742*(1-VLOOKUP(F23742,Konditionen!$B:$G,6,0))","v":841.75}]
["Brandschutzklappen und Zubehör","WK45DMBM","WK45DMBM550650","Brandschutzklappe WK45 550x650","Typ: WK45DMBM550650 + WKSPAC",8006,851.95,{"$f":"G23743*(1-VLOOKUP(F23743,Konditionen!$B:$G,6,0))","v":851.95}]
["Brandschutzklappen und Zubehör","WK45DMBM","WK45DMBM650400","Brandschutzklappe WK45 650x400","Typ: WK45DMBM650400 + WKSPAC",8006,815.95,{"$f":"G23764*(1-VLOOKUP(F23764,Konditionen!$B:$G,6,0))","v":815.95}]
["Brandschutzklappen und Zubehör","WK45DMBM","WK45DMBM700450","Brandschutzklappe WK45 700x450","Typ: WK45DMBM700450 + WKSPAC",8006,836.25,{"$f":"G23778*(1-VLOOKUP(F23778,Konditionen!$B:$G,6,0))","v":836.25}]
["Brandschutzklappen und Zubehör","WK45DMBM","WK45DMBM750400","Brandschutzklappe WK45 750x400","Typ: WK45DMBM750400 + WKSPAC",8006,834.25,{"$f":"G23790*(1-VLOOKUP(F23790,Konditionen!$B:$G,6,0))","v":834.25}]
["Brandschutzklappen und Zubehör","WK45DMBM","WK45DMBM750550","Brandschutzklappe WK45 750x550","Typ: WK45DMBM750550 + WKSPAC",8006,877.65,{"$f":"G23793*(1-VLOOKUP(F23793,Konditionen!$B:$G,6,0))","v":877.65}]
["Brandschutzklappen und Zubehör","WK45DMBM","WK45DMBM800800","Brandschutzklappe WK45 800x800","Typ: WK45DMBM800800 + WKSPAC",8006,953.7,{"$f":"G23811*(1-VLOOKUP(F23811,Konditionen!$B:$G,6,0))","v":953.7}]
["Brandschutzklappen und Zubehör","WK45DMBM","WK45DMBM850550","Brandschutzklappe WK45 850x550","Typ: WK45DMBM850550 + WKSPAC",8006,898.1,{"$f":"G23819*(1-VLOOKUP(F23819,Konditionen!$B:$G,6,0))","v":898.1}]
["Brandschutzklappen und Zubehör","WK45DMBM","WK45DMBM900650","Brandschutzklappe WK45 900x650","Typ: WK45DMBM900650 + WKSPAC",8006,936.1,{"$f":"G23834*(1-VLOOKUP(F23834,Konditionen!$B:$G,6,0))","v":936.1}]
["Brandschutzklappen und Zubehör","WK45DMBM","WK45DMBM1000350","Brandschutzklappe WK45 1000x350","Typ: WK45DMBM1000350 + WKSPAC",8006,869.8,{"$f":"G23854*(1-VLOOKUP(F23854,Konditionen!$B:$G,6,0))","v":869.8}]
["Brandschutzklappen und Zubehör","WK45DMBM","WK45DMBM1000500","Brandschutzklappe WK45 1000x500","Typ: WK45DMBM1000500 + WKSPAC",8006,915.85,{"$f":"G23857*(1-VLOOKUP(F23857,Konditionen!$B:$G,6,0))","v":915.85}]
["Brandschutzklappen und Zubehör","WK45DGBM","WK45DGBM1050800","Brandschutzklappe WK45 1050x800","Typ: WK45DGBM1050800 + WKSPAC",8006,1161,{"$f":"G23876*(1-VLOOKUP(F23876,Konditionen!$B:$G,6,0))","v":1161}]
["Brandschutzklappen und Zubehör","WK45DMBM","WK45DMBM1100500","Brandschutzklappe WK45 1100x500","Typ: WK45DMBM1100500 + WKSPAC",8006,936.1,{"$f":"G23883*(1-VLOOKUP(F23883,Konditionen!$B:$G,6,0))","v":936.1}]
["Brandschutzklappen und Zubehör","WK45DGBM","WK45DGBM1150800","Brandschutzklappe WK45 1150x800","Typ: WK45DGBM1150800 + WKSPAC",8006,1187,{"$f":"G23902*(1-VLOOKUP(F23902,Konditionen!$B:$G,6,0))","v":1187}]
["Brandschutzklappen und Zubehör","WK45DMBM","WK45DMBM1250300","Brandschutzklappe WK45 1250x300","Typ: WK45DMBM1250300 + WKSPAC",8006,894.4,{"$f":"G23918*(1-VLOOKUP(F23918,Konditionen!$B:$G,6,0))","v":894.4}]
["Brandschutzklappen und Zubehör","WK45DGBM","WK45DGBM1250650","Brandschutzklappe WK45 1250x650","Typ: WK45DGBM1250600 + WKSPAC",8006,1159,{"$f":"G23925*(1-VLOOKUP(F23925,Konditionen!$B:$G,6,0))","v":1159}]
["Brandschutzklappen und Zubehör","WK45DGBM","WK45DGBM1300750","Brandschutzklappe WK45 1300x750","Typ: WK45DGBM1300750 + WKSPAC",8006,1207,{"$f":"G23940*(1-VLOOKUP(F23940,Konditionen!$B:$G,6,0))","v":1207}]
["Brandschutzklappen und Zubehör","WK45DMBM","WK45DMBM1350450","Brandschutzklappe WK45 1350x450","Typ: WK45DMBM1350450 + WKSPAC",8006,967.4,{"$f":"G23947*(1-VLOOKUP(F23947,Konditionen!$B:$G,6,0))","v":967.4}]
["Brandschutzklappen und Zubehör","WK45DMBM","WK45DMBM1400350","Brandschutzklappe WK45 1400x350","Typ: WK45DMBM1400350 + WKSPAC",8006,939.7,{"$f":"G23958*(1-VLOOKUP(F23958,Konditionen!$B:$G,6,0))","v":939.7}]
["Brandschutzklappen und Zubehör","WK45DMBM","WK45DMBM1450250","Brandschutzklappe WK45 1450x250","Typ: WK45DMBM1450250 + WKSPAC",8006,908.8,{"$f":"G23969*(1-VLOOKUP(F23969,Konditionen!$B:$G,6,0))","v":908.8}]
["Brandschutzklappen und Zubehör","WK45DGBM","WK45DGBM1500600","Brandschutzklappe WK45 1500x600","Typ: WK45DGBM1500600 + WKSPAC",8006,1198,{"$f":"G23989*(1-VLOOKUP(F23989,Konditionen!$B:$G,6,0))","v":1198}]
["Brandschutzklappen und Zubehör","WK25VSBM","WK25VSBM150250","Brandschutzklappe WK25 150x250","Typ: WK25VSBM-150250 + WKSPAC",8006,588.95000000000005,{"$f":"G24004*(1-VLOOKUP(F24004,Konditionen!$B:$G,6,0))","v":588.95000000000005}]
["Brandschutzklappen und Zubehör","WK25VSBM","WK25VSBM150600","Brandschutzklappe WK25 150x600","Typ: WK25VSBM-150600 + WKSPAC",8006,630.95000000000005,{"$f":"G24011*(1-VLOOKUP(F24011,Konditionen!$B:$G,6,0))","v":630.95000000000005}]
["Brandschutzklappen und Zubehör","WK25VSBM","WK25VSBM250450","Brandschutzklappe WK25 250x450","Typ: WK25VSBM-250450 + WKSPAC",8006,628.95000000000005,{"$f":"G24026*(1-VLOOKUP(F24026,Konditionen!$B:$G,6,0))","v":628.95000000000005}]
["Brandschutzklappen und Zubehör","WK25VSBM","WK25VSBM300350","Brandschutzklappe WK25 300x350","Typ: WK25VSBM-300350 + WKSPAC",8006,622.79999999999995,{"$f":"G24033*(1-VLOOKUP(F24033,Konditionen!$B:$G,6,0))","v":622.79999999999995}]
["Brandschutzklappen und Zubehör","WK25VSBM","WK25VSBM350500","Brandschutzklappe WK25 350x500","Typ: WK25VSBM-350500 + WKSPAC",8006,653.65,{"$f":"G24045*(1-VLOOKUP(F24045,Konditionen!$B:$G,6,0))","v":653.65}]
["Brandschutzklappen und Zubehör","WK25VSBM","WK25VSBM500300","Brandschutzklappe WK25 500x300","Typ: WK25VSBM-500300 + WKSPAC",8006,642.70000000000005,{"$f":"G24068*(1-VLOOKUP(F24068,Konditionen!$B:$G,6,0))","v":642.70000000000005}]
["Brandschutzklappen und Zubehör","WK25VSBM","WK25VSBM550450","Brandschutzklappe WK25 550x450","Typ: WK25VSBM-550450 + WKSPAC",8006,677.25,{"$f":"G24080*(1-VLOOKUP(F24080,Konditionen!$B:$G,6,0))","v":677.25}]
["Brandschutzklappen und Zubehör","WK25VSBM","WK25VSBM650250","Brandschutzklappe WK25 650x250","Typ: WK25VSBM-650250 + WKSPAC",8006,652.79999999999995,{"$f":"G24094*(1-VLOOKUP(F24094,Konditionen!$B:$G,6,0))","v":652.79999999999995}]
["Brandschutzklappen und Zubehör","WK25VSBM","WK25VSBM650400","Brandschutzklappe WK25 650x400","Typ: WK25VSBM-650400 + WKSPAC",8006,683.05,{"$f":"G24097*(1-VLOOKUP(F24097,Konditionen!$B:$G,6,0))","v":683.05}]
["Brandschutzklappen und Zubehör","WK25VSBM","WK25VSBM750300","Brandschutzklappe WK25 750x300","Typ: WK25VSBM-750300 + WKSPAC",8006,676.05,{"$f":"G24113*(1-VLOOKUP(F24113,Konditionen!$B:$G,6,0))","v":676.05}]
["Brandschutzklappen und Zubehör","WK25DSBM","WK25DSBM100350","Brandschutzklappe WK25 100x350","Typ: WK25DSBM-100350 + WKSPAC",8006,623.29999999999995,{"$f":"G24132*(1-VLOOKUP(F24132,Konditionen!$B:$G,6,0))","v":623.29999999999995}]
["Brandschutzklappen und Zubehör","WK25DSBM","WK25DSBM100550","Brandschutzklappe WK25 100x550","Typ: WK25DSBM-100550 + WKSPAC",8006,645.6,{"$f":"G24136*(1-VLOOKUP(F24136,Konditionen!$B:$G,6,0))","v":645.6}]
["Brandschutzklappen und Zubehör","WK25DSBM","WK25DSBM150550","Brandschutzklappe WK25 150x550","Typ: WK25DSBM-150550 + WKSPAC",8006,654.15,{"$f":"G24145*(1-VLOOKUP(F24145,Konditionen!$B:$G,6,0))","v":654.15}]
["Brandschutzklappen und Zubehör","WK25DSBM","WK25DSBM250450","Brandschutzklappe WK25 250x450","Typ: WK25DSBM-250450 + WKSPAC",8006,659.45,{"$f":"G24161*(1-VLOOKUP(F24161,Konditionen!$B:$G,6,0))","v":659.45}]
["Brandschutzklappen und Zubehör","WK25DSBM","WK25DSBM350550","Brandschutzklappe WK25 350x550","Typ: WK25DSBM-350550 + WKSPAC",8006,691,{"$f":"G24181*(1-VLOOKUP(F24181,Konditionen!$B:$G,6,0))","v":691}]
["Brandschutzklappen und Zubehör","WK25DSBM","WK25DSBM400200","Brandschutzklappe WK25 400x200","Typ: WK25DSBM-400200 + WKSPAC",8006,645.1,{"$f":"G24183*(1-VLOOKUP(F24183,Konditionen!$B:$G,6,0))","v":645.1}]
["Brandschutzklappen und Zubehör","WK25DSBM","WK25DSBM500350","Brandschutzklappe WK25 500x350","Typ: WK25DSBM-500350 + WKSPAC",8006,682.55,{"$f":"G24204*(1-VLOOKUP(F24204,Konditionen!$B:$G,6,0))","v":682.55}]
["Brandschutzklappen und Zubehör","WK25DSBM","WK25DSBM500600","Brandschutzklappe WK25 500x600","Typ: WK25DSBM-500600 + WKSPAC",8006,726.3,{"$f":"G24209*(1-VLOOKUP(F24209,Konditionen!$B:$G,6,0))","v":726.3}]
["Brandschutzklappen und Zubehör","WK25DSBM","WK25DSBM600500","Brandschutzklappe WK25 600x500","Typ: WK25DSBM-600500 + WKSPAC",8006,726.05,{"$f":"G24225*(1-VLOOKUP(F24225,Konditionen!$B:$G,6,0))","v":726.05}]
["Brandschutzklappen und Zubehör","WK25DSBM","WK25DSBM700200","Brandschutzklappe WK25 700x200","Typ: WK25DSBM-700200 + WKSPAC",8006,679.5,{"$f":"G24237*(1-VLOOKUP(F24237,Konditionen!$B:$G,6,0))","v":679.5}]
["Brandschutzklappen und Zubehör","WK25DSBM","WK25DSBM750450","Brandschutzklappe WK25 750x450","Typ: WK25DSBM-750450 + WKSPAC",8006,738.75,{"$f":"G24251*(1-VLOOKUP(F24251,Konditionen!$B:$G,6,0))","v":738.75}]
["Brandschutzklappen und Zubehör","WK25DSBM","WK25DSBM800450","Brandschutzklappe WK25 800x450","Typ: WK25DSBM-800450 + WKSPAC",8006,746.3,{"$f":"G24260*(1-VLOOKUP(F24260,Konditionen!$B:$G,6,0))","v":746.3}]
["Brandschutzklappen und Zubehör","WH25DSBM","WH25DSBM180","Brandschutzklappe WH25 180  230V","mit Stellantrieb Belimo BFL230T",8006,565.79999999999995,{"$f":"G24273*(1-VLOOKUP(F24273,Konditionen!$B:$G,6,0))","v":565.79999999999995}]
["Brandschutzklappen und Zubehör","WH25VSBM","WH25VSBM280","Brandschutzklappe WH25 280  24V","mit Stellantrieb Belimo BFL24T",8006,557.04999999999995,{"$f":"G24289*(1-VLOOKUP(F24289,Konditionen!$B:$G,6,0))","v":557.04999999999995}]
["Brandschutzklappen und Zubehör","WH45VMBM","WH45VMBM600","Brandschutzklappe WH45 600  24V","mit Stellmotor Belimo BFN24T",8006,766.8,{"$f":"G24305*(1-VLOOKUP(F24305,Konditionen!$B:$G,6,0))","v":766.8}]
["Brandschutzklappen und Zubehör","WH25C","WH25C125","Brandschutzklappe WH25C 125","L = 350 mm",8006,137.85,{"$f":"G24315*(1-VLOOKUP(F24315,Konditionen!$B:$G,6,0))","v":137.85}]
["Brandschutzklappen und Zubehör","WH25CS2","WH25CS2140","Brandschutzklappe WH25C 140","mit 2 Endlageschaltern, L = 350 mm",8006,171.4,{"$f":"G24328*(1-VLOOKUP(F24328,Konditionen!$B:$G,6,0))","v":171.4}]
["Brandschutzklappen und Zubehör","WH25CS2","WH25CS2315","Brandschutzklappe WH25C 315","mit 2 Endlageschaltern, L = 350 mm",8006,218.25,{"$f":"G24337*(1-VLOOKUP(F24337,Konditionen!$B:$G,6,0))","v":218.25}]
["Brandschutzklappen und Zubehör","WK25C","WK25C150200","Brandschutzklappe WK25C 150x200","Typ: WK25C-S0-M0-150200 + WKSPAC",8006,207.7,{"$f":"G24347*(1-VLOOKUP(F24347,Konditionen!$B:$G,6,0))","v":207.7}]
["Brandschutzklappen und Zubehör","WK25C","WK25C200350","Brandschutzklappe WK25C 200x350","Typ: WK25C-S0-M0-200350 + WKSPAC",8006,236.15,{"$f":"G24359*(1-VLOOKUP(F24359,Konditionen!$B:$G,6,0))","v":236.15}]
["Brandschutzklappen und Zubehör","WK25C","WK25C300450","Brandschutzklappe WK25C 300x450","Typ: WK25C-S0-M0-300450 + WKSPAC",8006,265.2,{"$f":"G24379*(1-VLOOKUP(F24379,Konditionen!$B:$G,6,0))","v":265.2}]
["Brandschutzklappen und Zubehör","WK25C","WK25C400400","Brandschutzklappe WK25C 400x400","Typ: WK25C-S0-M0-400400 + WKSPAC",8006,275.8,{"$f":"G24396*(1-VLOOKUP(F24396,Konditionen!$B:$G,6,0))","v":275.8}]
["Brandschutzklappen und Zubehör","WK25C","WK25C450200","Brandschutzklappe WK25C 450x200","Typ: WK25C-S0-M0-450200 + WKSPAC",8006,247.8,{"$f":"G24401*(1-VLOOKUP(F24401,Konditionen!$B:$G,6,0))","v":247.8}]
["Brandschutzklappen und Zubehör","WK25C","WK25C500450","Brandschutzklappe WK25C 500x450","Typ: WK25C-S0-M0-500450 + WKSPAC",8006,299.5,{"$f":"G24415*(1-VLOOKUP(F24415,Konditionen!$B:$G,6,0))","v":299.5}]
["Brandschutzklappen und Zubehör","WK25C","WK25C550400","Brandschutzklappe WK25C 550x400","Typ: WK25C-S0-M0-550400 + WKSPAC",8006,299.25,{"$f":"G24423*(1-VLOOKUP(F24423,Konditionen!$B:$G,6,0))","v":299.25}]
["Brandschutzklappen und Zubehör","WK25C","WK25C650500","Brandschutzklappe WK25C 650x500","Typ: WK25C-S0-M0-650500 + WKSPAC",8006,336.2,{"$f":"G24443*(1-VLOOKUP(F24443,Konditionen!$B:$G,6,0))","v":336.2}]
["Brandschutzklappen und Zubehör","WK25C","WK25C700500","Brandschutzklappe WK25C 700x500","Typ: WK25C-S0-M0-700500 + WKSPAC",8006,344.6,{"$f":"G24452*(1-VLOOKUP(F24452,Konditionen!$B:$G,6,0))","v":344.6}]
["Brandschutzklappen und Zubehör","WK25C","WK25C800250","Brandschutzklappe WK25C 800x250","Typ: WK25C-S0-M0-800250 + WKSPAC",8006,302.3,{"$f":"G24465*(1-VLOOKUP(F24465,Konditionen!$B:$G,6,0))","v":302.3}]
["Brandschutzklappen und Zubehör","WK25CS2","WK25CS2150250","Brandschutzklappe WK25C 150x250","Typ: WK25C-S2-M0-150250 + WKSPAC",8006,245.9,{"$f":"G24483*(1-VLOOKUP(F24483,Konditionen!$B:$G,6,0))","v":245.9}]
["Brandschutzklappen und Zubehör","WK25CS2","WK25CS2150450","Brandschutzklappe WK25C 150x450","Typ: WK25C-S2-M0-150450 + WKSPAC",8006,271.64999999999998,{"$f":"G24487*(1-VLOOKUP(F24487,Konditionen!$B:$G,6,0))","v":271.64999999999998}]
["Brandschutzklappen und Zubehör","WK25CS2","WK25CS2250550","Brandschutzklappe WK25C 250x550","Typ: WK25C-S2-M0-250550 + WKSPAC",8006,305.55,{"$f":"G24507*(1-VLOOKUP(F24507,Konditionen!$B:$G,6,0))","v":305.55}]
["Brandschutzklappen und Zubehör","WK25CS2","WK25CS2300550","Brandschutzklappe WK25C 300x550","Typ: WK25C-S2-M0-300550 + WKSPAC",8006,314.7,{"$f":"G24516*(1-VLOOKUP(F24516,Konditionen!$B:$G,6,0))","v":314.7}]
["Brandschutzklappen und Zubehör","WK25CS2","WK25CS2400300","Brandschutzklappe WK25C 400x300","Typ: WK25C-S2-M0-400300 + WKSPAC",8006,290.89999999999998,{"$f":"G24529*(1-VLOOKUP(F24529,Konditionen!$B:$G,6,0))","v":290.89999999999998}]
["Brandschutzklappen und Zubehör","WK25CS2","WK25CS2450350","Brandschutzklappe WK25C 450x350","Typ: WK25C-S2-M0-450350 + WKSPAC",8006,307.7,{"$f":"G24539*(1-VLOOKUP(F24539,Konditionen!$B:$G,6,0))","v":307.7}]
["Brandschutzklappen und Zubehör","WK25CS2","WK25CS2500500","Brandschutzklappe WK25C 500x500","Typ: WK25C-S2-M0-500500 + WKSPAC",8006,344.85,{"$f":"G24551*(1-VLOOKUP(F24551,Konditionen!$B:$G,6,0))","v":344.85}]
["Brandschutzklappen und Zubehör","WK25CS2","WK25CS2550600","Brandschutzklappe WK25C 550x600","Typ: WK25C-S2-M0-550600 + WKSPAC",8006,373.75,{"$f":"G24562*(1-VLOOKUP(F24562,Konditionen!$B:$G,6,0))","v":373.75}]
["Brandschutzklappen und Zubehör","WK25CS2","WK25CS2650450","Brandschutzklappe WK25C 650x450","Typ: WK25C-S2-M0-650450 + WKSPAC",8006,359.55,{"$f":"G24577*(1-VLOOKUP(F24577,Konditionen!$B:$G,6,0))","v":359.55}]
["Brandschutzklappen und Zubehör","WK25CS2","WK25CS2750350","Brandschutzklappe WK25C 750x350","Typ: WK25C-S2-M0-750350 + WKSPAC",8006,354.1,{"$f":"G24593*(1-VLOOKUP(F24593,Konditionen!$B:$G,6,0))","v":354.1}]
["Brandschutzklappen und Zubehör","WK25CS2","WK25CS2800600","Brandschutzklappe WK25C 800x600","Typ: WK25C-S2-M0-800600 + WKSPAC",8006,428.7,{"$f":"G24607*(1-VLOOKUP(F24607,Konditionen!$B:$G,6,0))","v":428.7}]
["Brandschutzklappen und Zubehör","FLEXBK","FLEXBK160","Flexibler Stutzen für BSK     160","bis 70°, mit 2 Bandschellen",8006,54.9,{"$f":"G24615*(1-VLOOKUP(F24615,Konditionen!$B:$G,6,0))","v":54.9}]
["Brandschutzklappen und Zubehör","QFSTBK","QFSTBK200250","Elast. Verbindung für BSK, L=150mm","200 x 250 mm mit 30mm Rahmen",8006,76.25,{"$f":"G24630*(1-VLOOKUP(F24630,Konditionen!$B:$G,6,0))","v":76.25}]
["Brandschutzklappen und Zubehör","QFSTBK","QFSTBK200800","Elast. Verbindung für BSK, L=150mm","200 x 800 mm mit 30mm Rahmen",8006,96.7,{"$f":"G24641*(1-VLOOKUP(F24641,Konditionen!$B:$G,6,0))","v":96.7}]
["Brandschutzklappen und Zubehör","QFSTBK","QFSTBK400250","Elast. Verbindung für BSK, L=150mm","400 x 250 mm mit 30mm Rahmen",8006,83.6,{"$f":"G24657*(1-VLOOKUP(F24657,Konditionen!$B:$G,6,0))","v":83.6}]
["Brandschutzklappen und Zubehör","QFSTBK","QFSTBK700250","Elast. Verbindung für BSK, L=150mm","700 x 250 mm mit 30mm Rahmen",8006,94.85,{"$f":"G24663*(1-VLOOKUP(F24663,Konditionen!$B:$G,6,0))","v":94.85}]
["Brandschutzklappen und Zubehör","QFSTBK","QFSTBK300600","Elast. Verbindung für BSK, L=150mm","300 x 600 mm mit 30mm Rahmen",8006,93,{"$f":"G24683*(1-VLOOKUP(F24683,Konditionen!$B:$G,6,0))","v":93}]
["Brandschutzklappen und Zubehör","QFSTBK","QFSTBK350800","Elast. Verbindung für BSK, L=150mm","350 x 800 mm mit 30mm Rahmen",8006,102.4,{"$f":"G24698*(1-VLOOKUP(F24698,Konditionen!$B:$G,6,0))","v":102.4}]
["Brandschutzklappen und Zubehör","QFSTBK","QFSTBK400600","Elast. Verbindung für BSK, L=150mm","400 x 600 mm mit 30mm Rahmen",8006,96.7,{"$f":"G24705*(1-VLOOKUP(F24705,Konditionen!$B:$G,6,0))","v":96.7}]
["Brandschutzklappen und Zubehör","QFSTBK","QFSTBK550300","Elast. Verbindung für BSK, L=150mm","550 x 300 mm mit 30mm Rahmen",8006,91.2,{"$f":"G24721*(1-VLOOKUP(F24721,Konditionen!$B:$G,6,0))","v":91.2}]
["Brandschutzklappen und Zubehör","QFSTBK","QFSTBK500750","Elast. Verbindung für BSK, L=150mm","500 x 750 mm mit 30mm Rahmen",8006,106.05,{"$f":"G24731*(1-VLOOKUP(F24731,Konditionen!$B:$G,6,0))","v":106.05}]
["Brandschutzklappen und Zubehör","QFSTBK","QFSTBK600500","Elast. Verbindung für BSK, L=150mm","600 x 500 mm mit 30mm Rahmen",8006,100.4,{"$f":"G24747*(1-VLOOKUP(F24747,Konditionen!$B:$G,6,0))","v":100.4}]
["Brandschutzklappen und Zubehör","QFSTBK","QFSTBK1200800","Elast. Verbindung für BSK, L=150mm","1200 x 800 mm mit 30mm Rahmen",8006,150.94999999999999,{"$f":"G24754*(1-VLOOKUP(F24754,Konditionen!$B:$G,6,0))","v":150.94999999999999}]
["Brandschutzklappen und Zubehör","QFSTBK","QFSTBK650650","Elast. Verbindung für BSK, L=150mm","650 x 650 mm mit 30mm Rahmen",8006,107.95,{"$f":"G24769*(1-VLOOKUP(F24769,Konditionen!$B:$G,6,0))","v":107.95}]
["Brandschutzklappen und Zubehör","QFSTBK","QFSTBK750350","Elast. Verbindung für BSK, L=150mm","750 x 350 mm mit 30mm Rahmen",8006,100.4,{"$f":"G24785*(1-VLOOKUP(F24785,Konditionen!$B:$G,6,0))","v":100.4}]
["Brandschutzklappen und Zubehör","QFSTBK","QFSTBK750650","Elast. Verbindung für BSK, L=150mm","750 x 650 mm mit 30mm Rahmen",8006,111.6,{"$f":"G24791*(1-VLOOKUP(F24791,Konditionen!$B:$G,6,0))","v":111.6}]
["Brandschutzklappen und Zubehör","QFSTBK","QFSTBK1300350","Elast. Verbindung für BSK, L=150mm","1300 x 350 mm mit 30mm Rahmen",8006,120.95,{"$f":"G24811*(1-VLOOKUP(F24811,Konditionen!$B:$G,6,0))","v":120.95}]
["Brandschutzklappen und Zubehör","QFSTBK","QFSTBK900350","Elast. Verbindung für BSK, L=150mm","900 x 350 mm mit 30mm Rahmen",8006,106.05,{"$f":"G24822*(1-VLOOKUP(F24822,Konditionen!$B:$G,6,0))","v":106.05}]
["Brandschutzklappen und Zubehör","QFSTBK","QFSTBK1000750","Elast. Verbindung für BSK, L=150mm","1000 x 750 mm mit 30mm Rahmen",8006,124.7,{"$f":"G24833*(1-VLOOKUP(F24833,Konditionen!$B:$G,6,0))","v":124.7}]
["Brandschutzklappen und Zubehör","QFSTBK","QFSTBK100400","Elast. Verbindung für BSK, L=150mm","100 x 400 mm mit 30mm Rahmen",8006,78.099999999999994,{"$f":"G24841*(1-VLOOKUP(F24841,Konditionen!$B:$G,6,0))","v":78.099999999999994}]
["Brandschutzklappen und Zubehör","WHS25C","WHS25C160","Brandschutzklappe mit Einbaustein","Typ: WHS25C-S0-M0-160",8006,424.2,{"$f":"G24855*(1-VLOOKUP(F24855,Konditionen!$B:$G,6,0))","v":424.2}]
["Brandschutzklappen und Zubehör","WHS25VSB","WHS25VSB100","Brandschutzklappe mit Einbaustein","Typ: WHS25VSB-100 / L = 340 mm",8006,766.05,{"$f":"G24875*(1-VLOOKUP(F24875,Konditionen!$B:$G,6,0))","v":766.05}]
["Brandschutzklappen und Zubehör","WHS25VSB","WHS25VSB150","Brandschutzklappe mit Einbaustein","Typ: WHS25VSB-150 / L = 340 mm",8006,815.7,{"$f":"G24878*(1-VLOOKUP(F24878,Konditionen!$B:$G,6,0))","v":815.7}]
["Brandschutzklappen und Zubehör","WHS25DSB","WHS25DSB300","Brandschutzklappe mit Einbaustein","Typ: WHS25DSB-300 / L = 340 mm",8006,1032,{"$f":"G24897*(1-VLOOKUP(F24897,Konditionen!$B:$G,6,0))","v":1032}]
["Brandschutzklappen und Zubehör","QFSTBK","QFSTBK1450350","Elast. Verbindung für BSK, L=150mm","1450 x 350 mm mit 30mm Rahmen",8006,143.6,{"$f":"G24909*(1-VLOOKUP(F24909,Konditionen!$B:$G,6,0))","v":143.6}]
["Brandschutzklappen und Zubehör","QFSTBK","QFSTBK1100400","Elast. Verbindung für BSK, L=150mm","1100 x 400 mm mit 30mm Rahmen",8006,115.3,{"$f":"G24919*(1-VLOOKUP(F24919,Konditionen!$B:$G,6,0))","v":115.3}]
["Brandschutzklappen und Zubehör","QFSTBK","QFSTBK950200","Elast. Verbindung für BSK, L=150mm","950 x 200 mm mit 30mm Rahmen",8006,102.4,{"$f":"G24926*(1-VLOOKUP(F24926,Konditionen!$B:$G,6,0))","v":102.4}]
["Brandschutzklappen und Zubehör","FBC4S1","FBC4-S1-125","FBC-4 Brandschutzklappe EI 90 S","L = 50 mm, Typ: FBC4-S1-125",8006,76.75,{"$f":"G24942*(1-VLOOKUP(F24942,Konditionen!$B:$G,6,0))","v":76.75}]
["Dienstleistungen & Zubehör","FBK19","FBK19","Lochband 19x3mm, Loch 6,5mm  L=10m","kunststoffbeschichtet","Netto",12.15,{"$f":"G24961*(1-VLOOKUP(F24961,Konditionen!$B:$G,6,0))","v":12.15}]
["Dienstleistungen & Zubehör","FB","FB50","Lochband         FB 50    25M Rolle","Loch 8,5/10,0mm  1,25 X 25 mm","Netto",24.3,{"$f":"G24965*(1-VLOOKUP(F24965,Konditionen!$B:$G,6,0))","v":24.3}]
["Dienstleistungen & Zubehör","MDH","MDH1000","M-Form Rohrkonsole         MDH 1000","*** Netto-Preis ***","Netto",34.700000000000003,{"$f":"G24983*(1-VLOOKUP(F24983,Konditionen!$B:$G,6,0))","v":34.700000000000003}]
["Dienstleistungen & Zubehör","MDH","MDH160","M-Form Rohrkonsole          MDH 160","*** Netto-Preis ***","Netto",5.4,{"$f":"G24990*(1-VLOOKUP(F24990,Konditionen!$B:$G,6,0))","v":5.4}]
["Dienstleistungen & Zubehör","PCLGA","PCLGA400","Ladegerät A 400","*** Netto-Preis ***","Netto",83.35,{"$f":"G25010*(1-VLOOKUP(F25010,Konditionen!$B:$G,6,0))","v":83.35}]
["Dienstleistungen & Zubehör","SREC","SKL63","Schutzkappe für SR       SREC   63","aus Kunststoff           * Netto *","Netto",0.55000000000000004,{"$f":"G25025*(1-VLOOKUP(F25025,Konditionen!$B:$G,6,0))","v":0.55000000000000004}]
["Dienstleistungen & Zubehör","KAIFLEX","KAIFLEX16SK8","Kaiflex-KK-Plus-Endlosplatte 16mm","(B1) selbstklebend (Rol.=8qm)","Netto",139.75,{"$f":"G25033*(1-VLOOKUP(F25033,Konditionen!$B:$G,6,0))","v":139.75}]
["Dienstleistungen & Zubehör","HKB","HKB388X50","Hammerkopfbefestiger HKB38 8x50","für Schienen 38/40, 41/41","Netto",0.65,{"$f":"G25051*(1-VLOOKUP(F25051,Konditionen!$B:$G,6,0))","v":0.65}]
["Dienstleistungen & Zubehör","KFS","KFS8,4X25100","Kotflügelscheibe 8,4 X 25","St.verz. VPE=100Stk","Netto",3.75,{"$f":"G25056*(1-VLOOKUP(F25056,Konditionen!$B:$G,6,0))","v":3.75}]
["Dienstleistungen & Zubehör","LSK","LSK4141210","Schienenkonsole LSK 41/41","L=210 verz. t=2,00","Netto",6.6,{"$f":"G25073*(1-VLOOKUP(F25073,Konditionen!$B:$G,6,0))","v":6.6}]
["Dienstleistungen & Zubehör","MS","MS41412","Montageschiene MS 41/41","Länge 2030mm","Netto",10,{"$f":"G25089*(1-VLOOKUP(F25089,Konditionen!$B:$G,6,0))","v":10}]
["Dienstleistungen & Zubehör","SCHB","SCHB3840","Schienenbügel SCHB 38/40","für Montageschiene 38/40","Netto",2.0499999999999998,{"$f":"G25101*(1-VLOOKUP(F25101,Konditionen!$B:$G,6,0))","v":2.0499999999999998}]
["Dienstleistungen & Zubehör","SCHB","SCHB4141","Schienenbügel SCHB 41/41","für Montageschiene 41/41","Netto",1.6,{"$f":"G25102*(1-VLOOKUP(F25102,Konditionen!$B:$G,6,0))","v":1.6}]
["Dienstleistungen & Zubehör","SSM","SSM8X20","Sechskantschrauben  SSM 8 X 20","m.Mutter,M8X20,St.verz. VPE=200Stk","Netto",14.1,{"$f":"G25124*(1-VLOOKUP(F25124,Konditionen!$B:$G,6,0))","v":14.1}]
["Dienstleistungen & Zubehör","TRKR","TRKR2830M6","Trägerkralle  TRKR 28/30 M6","für Schienensystem 27/18 und 28/30","Netto",1,{"$f":"G25137*(1-VLOOKUP(F25137,Konditionen!$B:$G,6,0))","v":1}]
["Dienstleistungen & Zubehör","TZH","TZHM8","Trapezhänger TZH M8  *Netto-Preis*","mit montierter Reguliermutter M 8","Netto",2.7,{"$f":"G25140*(1-VLOOKUP(F25140,Konditionen!$B:$G,6,0))","v":2.7}]
["Dienstleistungen & Zubehör","ENDENVER","ENDENVERSCHL250","Verschliessen vom Rohr- bzw. Form-","teilende mit Schutzkappe SREC 250","Netto",1.8,{"$f":"G25157*(1-VLOOKUP(F25157,Konditionen!$B:$G,6,0))","v":1.8}]
["Dienstleistungen & Zubehör","ENDENVER","ENDENVERSCHL600","Verschliessen vom Rohr- bzw. Form-","teilende NW 600 mit Folie","Netto",5.9,{"$f":"G25166*(1-VLOOKUP(F25166,Konditionen!$B:$G,6,0))","v":5.9}]
["Dienstleistungen & Zubehör","FLMMETU","FLMMETU224","Montage Metufl.??     FLMMETU  224","Netto-Preis","Netto",3.6,{"$f":"G25180*(1-VLOOKUP(F25180,Konditionen!$B:$G,6,0))","v":3.6}]
["Dienstleistungen & Zubehör","METUNOCK","METUNOCK224","Nocken für Metu-Flansch        224","je Ende                 Netto-Preis","Netto",1.1499999999999999,{"$f":"G25201*(1-VLOOKUP(F25201,Konditionen!$B:$G,6,0))","v":1.1499999999999999}]
["Dienstleistungen & Zubehör","METUNOCK","METUNOCK450","Nocken für Metu-Flansch        450","je Ende                 Netto-Preis","Netto",1.8,{"$f":"G25208*(1-VLOOKUP(F25208,Konditionen!$B:$G,6,0))","v":1.8}]
["Dienstleistungen & Zubehör","MOFA","MOFA180","Bord an Formst.od.LNR    MOFA  180","für ??                  Netto-Preis","Netto",1.1499999999999999,{"$f":"G25225*(1-VLOOKUP(F25225,Konditionen!$B:$G,6,0))","v":1.1499999999999999}]
["Dienstleistungen & Zubehör","MOFA","MOFA300","Bord an Formst.od.LNR    MOFA  300","für ??                  Netto-Preis","Netto",1.6,{"$f":"G25230*(1-VLOOKUP(F25230,Konditionen!$B:$G,6,0))","v":1.6}]
["Dienstleistungen & Zubehör","MOSFA","MOSFA315","Montage Metuflansch AF  MOSFA  315","Edelstahl               Netto-Preis","Netto",18.5,{"$f":"G25248*(1-VLOOKUP(F25248,Konditionen!$B:$G,6,0))","v":18.5}]
["Dienstleistungen & Zubehör","MU","MU140","Formteilmontage     NW 140mm","Safe mit Selbstbohrschrauben","Netto",8.1,{"$f":"G25265*(1-VLOOKUP(F25265,Konditionen!$B:$G,6,0))","v":8.1}]
["Dienstleistungen & Zubehör","MU","MU160","Formteilmontage     NW 160mm","Safe mit Selbstbohrschrauben","Netto",8.1,{"$f":"G25267*(1-VLOOKUP(F25267,Konditionen!$B:$G,6,0))","v":8.1}]
["Dienstleistungen & Zubehör","MU","MU800","Formteilmontage     NW 800mm","Safe mit Selbstbohrschrauben","Netto",26.45,{"$f":"G25287*(1-VLOOKUP(F25287,Konditionen!$B:$G,6,0))","v":26.45}]
["Dienstleistungen & Zubehör","SM","SM1000","Montagekosten    SM            1000","für Sattelstutzen, Netto-Preis","Netto",140.35,{"$f":"G25294*(1-VLOOKUP(F25294,Konditionen!$B:$G,6,0))","v":140.35}]
["Dienstleistungen & Zubehör","SM","SM224","Montagekosten    SM            224","für Sattelstutzen, Netto-Preis","Netto",20.149999999999999,{"$f":"G25304*(1-VLOOKUP(F25304,Konditionen!$B:$G,6,0))","v":20.149999999999999}]
["Dienstleistungen & Zubehör","SM","SM63","Montagekosten    SM             63","für Sattelstutzen, Netto-Preis","Netto",11.6,{"$f":"G25316*(1-VLOOKUP(F25316,Konditionen!$B:$G,6,0))","v":11.6}]
["Dienstleistungen & Zubehör","AVK","AVK125","Aussen-Verschlussklappe AVK 125","Kunststoff, selbsttätig","Netto",7.65,{"$f":"G25335*(1-VLOOKUP(F25335,Konditionen!$B:$G,6,0))","v":7.65}]
["Dienstleistungen & Zubehör","BSV","BSV160","Schutzgitter BSV 160","","Netto",6.3,{"$f":"G25351*(1-VLOOKUP(F25351,Konditionen!$B:$G,6,0))","v":6.3}]
["Dienstleistungen & Zubehör","BSV","BSV500","Schutzgitter BSV 500","","Netto",18.3,{"$f":"G25358*(1-VLOOKUP(F25358,Konditionen!$B:$G,6,0))","v":18.3}]
["Dienstleistungen & Zubehör","CK","CK125C","Rohrventilator CK 125 C1 AC","","Netto",57.55,{"$f":"G25368*(1-VLOOKUP(F25368,Konditionen!$B:$G,6,0))","v":57.55}]
["Dienstleistungen & Zubehör","CK","CK250A","Rohrventilator CK 250 A1 AC","","Netto",81.349999999999994,{"$f":"G25380*(1-VLOOKUP(F25380,Konditionen!$B:$G,6,0))","v":81.349999999999994}]
["Dienstleistungen & Zubehör","IRB","IRB355D3","Rohrventilator IRB 355 D3 AC","schallisoliert, ErP 2018, 400 V","Netto",713.45,{"$f":"G25403*(1-VLOOKUP(F25403,Konditionen!$B:$G,6,0))","v":713.45}]
["Dienstleistungen & Zubehör","IRE","IRE250C1","Rohrventilator IRE 250 C1","schallisoliert           ErP 2018","Netto",254.8,{"$f":"G25415*(1-VLOOKUP(F25415,Konditionen!$B:$G,6,0))","v":254.8}]
["Dienstleistungen & Zubehör","KBT","KBR355ECL","KBR 355ECL Thermoventilator","DN 355, 400V/50HZ, EC Motor","Netto",2156,{"$f":"G25422*(1-VLOOKUP(F25422,Konditionen!$B:$G,6,0))","v":2156}]
["Dienstleistungen & Zubehör","KVU","KVU1252201000","Elektrolufterh. KVU 230V 1000W 125","*** Netto-Preis ***","Netto",284,{"$f":"G25436*(1-VLOOKUP(F25436,Konditionen!$B:$G,6,0))","v":284}]
["Dienstleistungen & Zubehör","KVU","KVU2002201000","Elektrolufterh. KVU 230V 1000W 200","*** Netto-Preis ***","Netto",319.05,{"$f":"G25444*(1-VLOOKUP(F25444,Konditionen!$B:$G,6,0))","v":319.05}]
["Dienstleistungen & Zubehör","LPKBS","LPKBSILENT160CEC","Rohrventilator LPKBsilent 160 C1 EC","schallisoliert, ErP 2018","Netto",303.14999999999998,{"$f":"G25459*(1-VLOOKUP(F25459,Konditionen!$B:$G,6,0))","v":303.14999999999998}]
["Dienstleistungen & Zubehör","LPKB","LPKB200C1","Rohrventilator LPKB 200 C1 AC","ErP 2018","Netto",154.44999999999999,{"$f":"G25470*(1-VLOOKUP(F25470,Konditionen!$B:$G,6,0))","v":154.44999999999999}]
["Dienstleistungen & Zubehör","REE","REE1","REE 1 ThyristorRegler","max. 1A, 230V, stufenlos","Netto",60.15,{"$f":"G25486*(1-VLOOKUP(F25486,Konditionen!$B:$G,6,0))","v":60.15}]
["Dienstleistungen & Zubehör","RVK","RVK200E2A","RVK 200E2 sileo Rohrventilator","DN 200, 230V/50Hz","Netto",97.1,{"$f":"G25504*(1-VLOOKUP(F25504,Konditionen!$B:$G,6,0))","v":97.1}]
["Dienstleistungen & Zubehör","RVK","RVK315E2M","RVK 315E2 sileo Rohrventilator","DN 315, 230V/50Hz","Netto",157.9,{"$f":"G25508*(1-VLOOKUP(F25508,Konditionen!$B:$G,6,0))","v":157.9}]
["Dienstleistungen & Zubehör","CK","CK160B1EC","Rohrventilator CK 160 B1 EC-v2","","Netto",163.85,{"$f":"G25527*(1-VLOOKUP(F25527,Konditionen!$B:$G,6,0))","v":163.85}]
["Dienstleistungen & Zubehör","LPKBS","LPKBSILENT250DEC","Rohrventilator LPKBsilent 250 D1 EC","schallisoliert, ErP","Netto",368.4,{"$f":"G25534*(1-VLOOKUP(F25534,Konditionen!$B:$G,6,0))","v":368.4}]
["Dienstleistungen & Zubehör","DH","DH150","Rohrkonsole      DH            150","L = 75 mm      *** Netto-Preis ***","Netto",7.15,{"$f":"G25550*(1-VLOOKUP(F25550,Konditionen!$B:$G,6,0))","v":7.15}]
["Dienstleistungen & Zubehör","DH","DH250100","Rohrkonsole      DH        250.100","L = 100 mm     *** Netto-Preis ***","Netto",9.5500000000000007,{"$f":"G25556*(1-VLOOKUP(F25556,Konditionen!$B:$G,6,0))","v":9.5500000000000007}]
["Dienstleistungen & Zubehör","DH","DH80","Rohrkonsole      DH             80","L = 75 mm      *** Netto-Preis ***","Netto",5.9,{"$f":"G25572*(1-VLOOKUP(F25572,Konditionen!$B:$G,6,0))","v":5.9}]
["Dienstleistungen & Zubehör","IN","IN500","Montagebügel     IN            500","für innen, Gewinde M10","Netto",59.35,{"$f":"G25583*(1-VLOOKUP(F25583,Konditionen!$B:$G,6,0))","v":59.35}]
["Dienstleistungen & Zubehör","RK","RK250","Rohrstütze       RK            250","*** Netto-Preis ***","Netto",92.9,{"$f":"G25598*(1-VLOOKUP(F25598,Konditionen!$B:$G,6,0))","v":92.9}]
["Dienstleistungen & Zubehör","RK","RK560","Rohrstütze       RK            560","*** Netto-Preis ***","Netto",165.75,{"$f":"G25606*(1-VLOOKUP(F25606,Konditionen!$B:$G,6,0))","v":165.75}]
["Dienstleistungen & Zubehör","SBG","SBG224","Dach-Rohrhalterung     SBG 224","*** Netto-Preis ***","Netto",71.95,{"$f":"G25620*(1-VLOOKUP(F25620,Konditionen!$B:$G,6,0))","v":71.95}]
["Dienstleistungen & Zubehör","UVHGM","UVHGM400","Rohrschelle 2-teilig   UVHGM   400","*** Netto-Preis ***","Netto",16.8,{"$f":"G25640*(1-VLOOKUP(F25640,Konditionen!$B:$G,6,0))","v":16.8}]
["Dienstleistungen & Zubehör","UVH30","UVH301120","Rohrschelle 2-teilig   UVH30  1120","30 X 3,0 mm  ohne Gummi","Netto",29.75,{"$f":"G25651*(1-VLOOKUP(F25651,Konditionen!$B:$G,6,0))","v":29.75}]
["Dienstleistungen & Zubehör","UVH30","UVH30300","Rohrschelle 2-teilig   UVH30   300","30 X 1,5 mm  ohne Gummi","Netto",4.7,{"$f":"G25662*(1-VLOOKUP(F25662,Konditionen!$B:$G,6,0))","v":4.7}]
["Dienstleistungen & Zubehör","UV","UV10025","Montage-Bügel    UV 25          100","*** Netto-Preis ***","Netto",3.5,{"$f":"G25674*(1-VLOOKUP(F25674,Konditionen!$B:$G,6,0))","v":3.5}]
["Dienstleistungen & Zubehör","UV","UV28025","Montage-Bügel    UV 25          280","*** Netto-Preis ***","Netto",5.0999999999999996,{"$f":"G25684*(1-VLOOKUP(F25684,Konditionen!$B:$G,6,0))","v":5.0999999999999996}]
["Dienstleistungen & Zubehör","ZEPUG","ZEPUG250","Rohrschelle 2-tlg.     ZEPUG   250","Edelstahl V2A m. Gummieinlage","Netto",10.4,{"$f":"G25704*(1-VLOOKUP(F25704,Konditionen!$B:$G,6,0))","v":10.4}]
["Dienstleistungen & Zubehör","ZEPUG","ZEPUG315","Rohrschelle 2-tlg.     ZEPUG   315","Edelstahl V2A m. Gummieinlage","Netto",13.25,{"$f":"G25707*(1-VLOOKUP(F25707,Konditionen!$B:$G,6,0))","v":13.25}]
["Dienstleistungen & Zubehör","RISPEV2A","RISPE224","Spannring m.Di.f.Bord  RISPE   224","Edelstahl W.Nr. 1.4301  Netto-Preis","Netto",49.6,{"$f":"G25726*(1-VLOOKUP(F25726,Konditionen!$B:$G,6,0))","v":49.6}]
["Dienstleistungen & Zubehör","RISPI","RISPI250","Spannring m.Dichtg. RISPI      250","für Bordverbindung      Netto-Preis","Netto",25,{"$f":"G25742*(1-VLOOKUP(F25742,Konditionen!$B:$G,6,0))","v":25}]
["Dienstleistungen & Zubehör","RISPI","RISPI80","Spannring m.Dichtg. RISPI       80","für Bordverbindung      Netto-Preis","Netto",15.15,{"$f":"G25748*(1-VLOOKUP(F25748,Konditionen!$B:$G,6,0))","v":15.15}]
["Dienstleistungen & Zubehör","RISPID","RISPID315","Spannring m.Dichtmasse RISPI-D 315","für Bordverbindung      Netto-Preis","Netto",24.8,{"$f":"G25761*(1-VLOOKUP(F25761,Konditionen!$B:$G,6,0))","v":24.8}]
["Dienstleistungen & Zubehör","QSKLVZ","QSKLVZ","Kanalklammer verzinkt QSKLVZ","***Netto-Preis***","Netto",0.65,{"$f":"G25770*(1-VLOOKUP(F25770,Konditionen!$B:$G,6,0))","v":0.65}]
["Dienstleistungen & Zubehör","LSD","LSD180","Rohrschelle 2-teilig     LSD 180","mit Dämmeinlage u. Mutter M8/M10","Netto",1.9,{"$f":"G25790*(1-VLOOKUP(F25790,Konditionen!$B:$G,6,0))","v":1.9}]
["Dienstleistungen & Zubehör","LSD","LSD800","Rohrschelle 2-teilig     LSD 800","mit Dämmeinlage u. Mutter M8/M10","Netto",13.95,{"$f":"G25806*(1-VLOOKUP(F25806,Konditionen!$B:$G,6,0))","v":13.95}]
["Dienstleistungen & Zubehör","FLRI","FLRI1250","Flachflansch     FL Reihe I   1250","DIN 24154 JULI1990 Reihe I verzinkt","Netto",87.65,{"$f":"G25812*(1-VLOOKUP(F25812,Konditionen!$B:$G,6,0))","v":87.65}]
["Dienstleistungen & Zubehör","FLRI","FLRI600","Flachflansch     FL Reihe I    600","DIN 24154 JULI1990 Reihe I verzinkt","Netto",26.05,{"$f":"G25829*(1-VLOOKUP(F25829,Konditionen!$B:$G,6,0))","v":26.05}]
["Dienstleistungen & Zubehör","FLRI","FLRI900","Flachflansch     FL Reihe I    900","DIN 24154 JULI1990 Reihe I verzinkt","Netto",38.15,{"$f":"G25834*(1-VLOOKUP(F25834,Konditionen!$B:$G,6,0))","v":38.15}]
["Dienstleistungen & Zubehör","FL","FL355","Flachflansch     FL            355","Gemäß Lindab Werksnorm","Netto",17.3,{"$f":"G25854*(1-VLOOKUP(F25854,Konditionen!$B:$G,6,0))","v":17.3}]
["Dienstleistungen & Zubehör","FL","FL80","Flachflansch     FL             80","Gemäß Lindab Werksnorm","Netto",3.3,{"$f":"G25862*(1-VLOOKUP(F25862,Konditionen!$B:$G,6,0))","v":3.3}]
["Dienstleistungen & Zubehör","AEWT","AEWT250SRVZ","Aussenlufteinheit AEWT 250.400.1250","Ausführung SREN verzinkt","Netto",619.6,{"$f":"G25876*(1-VLOOKUP(F25876,Konditionen!$B:$G,6,0))","v":619.6}]
["Dienstleistungen & Zubehör","BRUSH","BRUSH180","Perlon-Bürstenkopf 180mm  BRUSH180","Gewinde M10 *** Netto-Preis ***","Netto",18.850000000000001,{"$f":"G25885*(1-VLOOKUP(F25885,Konditionen!$B:$G,6,0))","v":18.850000000000001}]
["Dienstleistungen & Zubehör","LTSA600","LTSA600","Schlauchanschlussadapter   LTSA 600","*** Netto-Preis ***","Netto",91.5,{"$f":"G25902*(1-VLOOKUP(F25902,Konditionen!$B:$G,6,0))","v":91.5}]
["Dienstleistungen & Zubehör","TRO","TRO","Trolley                        TRO","Transporthilfe für Rohre 400-1600mm","Netto",210.75,{"$f":"G25918*(1-VLOOKUP(F25918,Konditionen!$B:$G,6,0))","v":210.75}]
["Dienstleistungen & Zubehör","MCU","MCU1606080","Verteilerkasten MCU 160-80-6-0","d1= 160mm / d3= 80mm","Netto",86,{"$f":"G25930*(1-VLOOKUP(F25930,Konditionen!$B:$G,6,0))","v":86}]
["Dienstleistungen & Zubehör","MHU","MHU1606380","Verteilerkasten MHU 160-63-8-0","d1=160mm / d3=63mm","Netto",92.9,{"$f":"G25940*(1-VLOOKUP(F25940,Konditionen!$B:$G,6,0))","v":92.9}]
["Dienstleistungen & Zubehör","PVCU","PVCU100632","Anschlußkasten PVCU 100-63-2","","Netto",33.450000000000003,{"$f":"G25953*(1-VLOOKUP(F25953,Konditionen!$B:$G,6,0))","v":33.450000000000003}]
["Dienstleistungen & Zubehör","PVDP","PVDP315120050","Rundschalldämpfer mit Kern 315.1200"," 50mm Isolierung, mineralfaserfrei","Netto",386.9,{"$f":"G25966*(1-VLOOKUP(F25966,Konditionen!$B:$G,6,0))","v":386.9}]
["Dienstleistungen & Zubehör","PVDP","PVDP40060050","Rundschalldämpfer mit Kern 400.600"," 50mm Isolierung, mineralfaserfrei","Netto",375.8,{"$f":"G25976*(1-VLOOKUP(F25976,Konditionen!$B:$G,6,0))","v":375.8}]
["Dienstleistungen & Zubehör","PVDP","PVDP630120050","Rundschalldämpfer mit Kern 630.1200"," 50mm Isolierung, mineralfaserfrei","Netto",844.4,{"$f":"G25988*(1-VLOOKUP(F25988,Konditionen!$B:$G,6,0))","v":844.4}]
["Dienstleistungen & Zubehör","PVD","PVD125300100","Rohrschalldämpfer  PVD 125.330.300","mineralfaserfrei,","Netto",194.55,{"$f":"G26004*(1-VLOOKUP(F26004,Konditionen!$B:$G,6,0))","v":194.55}]
["Dienstleistungen & Zubehör","PVD","PVD12590050","Rohrschalldämpfer  PVD 125.220.900","mineralfaserfrei,","Netto",192.8,{"$f":"G26009*(1-VLOOKUP(F26009,Konditionen!$B:$G,6,0))","v":192.8}]
["Dienstleistungen & Zubehör","PVD","PVD250900100","Rohrschalldämpfer  PVD 250.450.900","mineralfaserfrei,","Netto",296.45,{"$f":"G26030*(1-VLOOKUP(F26030,Konditionen!$B:$G,6,0))","v":296.45}]
["Dienstleistungen & Zubehör","RDR160","RDR160100180","Volumenstrom-Konstanthalter RDR 160","100 - 180 cbm/h einstellbar","Netto",19.75,{"$f":"G26044*(1-VLOOKUP(F26044,Konditionen!$B:$G,6,0))","v":19.75}]
["Dienstleistungen & Zubehör","RSKU","RSKU200","Rückschlagklappe   RSKU        200","*** Netto-Preis ***","Netto",43.55,{"$f":"G26052*(1-VLOOKUP(F26052,Konditionen!$B:$G,6,0))","v":43.55}]
["Dienstleistungen & Zubehör","JDW5","JDW5","Differenzdruckschalter JDW-5","30...500PA. incl. Anschlußset","Netto",44.65,{"$f":"G26059*(1-VLOOKUP(F26059,Konditionen!$B:$G,6,0))","v":44.65}]
["METU System","AFV2A","AFV2A20","Rohrflansch AF   20 V2A 200 mm","","14.MS",12.5,{"$f":"G26077*(1-VLOOKUP(F26077,Konditionen!$B:$G,6,0))","v":12.5}]
["METU System","AF","AF112","Rohrflansch AF 112 verz 1120 mm","","14.MS",26.6,{"$f":"G26094*(1-VLOOKUP(F26094,Konditionen!$B:$G,6,0))","v":26.6}]
["METU System","AF","AF22","Rohrflansch AF   22 verz 224 mm","","14.MS",3.75,{"$f":"G26100*(1-VLOOKUP(F26100,Konditionen!$B:$G,6,0))","v":3.75}]
["METU System","BF","BF112","Rohrflansch BF 112 verz","für Rohr Di 1120 mm geschweißt","14.MS",47.4,{"$f":"G26116*(1-VLOOKUP(F26116,Konditionen!$B:$G,6,0))","v":47.4}]
["METU System","BF","BF25","Rohrflansch BF 25 verz","für Rohr Di 250 mm geschweißt","14.MS",10.1,{"$f":"G26123*(1-VLOOKUP(F26123,Konditionen!$B:$G,6,0))","v":10.1}]
["METU System","KRRDPPS","KRRDPPS3231","Revi-Deckel KRRD PPs  315-355","355 x 215 mm","14.MS",318.95,{"$f":"G26145*(1-VLOOKUP(F26145,Konditionen!$B:$G,6,0))","v":318.95}]
["METU System","LF","LF125","Rohrflansch LF 125 verz","für Rohr Di 1250 mm","14.MS",26.1,{"$f":"G26158*(1-VLOOKUP(F26158,Konditionen!$B:$G,6,0))","v":26.1}]
["METU System","LF","LF25","Rohrflansch LF   25 verz","für Rohr Di 250 mm","14.MS",2.7,{"$f":"G26164*(1-VLOOKUP(F26164,Konditionen!$B:$G,6,0))","v":2.7}]
["METU System","MU","MU10PE","Rohrmuffe MU 10 verz mit PE","100 mm","14.MS",6.95,{"$f":"G26180*(1-VLOOKUP(F26180,Konditionen!$B:$G,6,0))","v":6.95}]
["METU System","MU","MU12EPDM","Rohrmuffe MU 12 verz mit EPDM","125 mm","14.MS",10.95,{"$f":"G26187*(1-VLOOKUP(F26187,Konditionen!$B:$G,6,0))","v":10.95}]
["METU System","MU","MU22EPDM","Rohrmuffe MU 22 verz mit EPDM","224 mm","14.MS",14.35,{"$f":"G26201*(1-VLOOKUP(F26201,Konditionen!$B:$G,6,0))","v":14.35}]
["METU System","MU","MU60PE","Rohrmuffe MU 60 verz mit PE","600 mm","14.MS",22.75,{"$f":"G26222*(1-VLOOKUP(F26222,Konditionen!$B:$G,6,0))","v":22.75}]
["METU System","MU","MU80PE","Rohrmuffe MU 80 verz mit PE","800 mm","14.MS",38.799999999999997,{"$f":"G26232*(1-VLOOKUP(F26232,Konditionen!$B:$G,6,0))","v":38.799999999999997}]
["METU System","RDV2A","RDV2A32SKK","Revi-Deckel RD 32 V2A m.SKK","300 x 200 mm","14.MS",48.45,{"$f":"G26244*(1-VLOOKUP(F26244,Konditionen!$B:$G,6,0))","v":48.45}]
["METU System","RDV2A","RDV2A65SKK","Revi-Deckel RD 65 V2A m.SKK","600 x 500 mm","14.MS",176.7,{"$f":"G26255*(1-VLOOKUP(F26255,Konditionen!$B:$G,6,0))","v":176.7}]
["METU System","RRDV2A","RRDV2A1816","Revi-Deckel RRD 18-16 V2A","","14.MS",40.450000000000003,{"$f":"G26266*(1-VLOOKUP(F26266,Konditionen!$B:$G,6,0))","v":40.450000000000003}]
["METU System","RRDV2A","RRDV2A189SKK","Revi-Deckel RRD 18-9 V2A m.SKK","mit selbstklebenden Kantenschutz","14.MS",41.1,{"$f":"G26273*(1-VLOOKUP(F26273,Konditionen!$B:$G,6,0))","v":41.1}]
["METU System","RRDV2A","RRDV2A3235","Revi-Deckel RRD 32-35 V2A","","14.MS",58.7,{"$f":"G26288*(1-VLOOKUP(F26288,Konditionen!$B:$G,6,0))","v":58.7}]
["METU System","RRDV2A","RRDV2A4380","Revi-Deckel RRD 43-80 V2A","","14.MS",79.150000000000006,{"$f":"G26308*(1-VLOOKUP(F26308,Konditionen!$B:$G,6,0))","v":79.150000000000006}]
["METU System","RRDV2A","RRDV2A4390SKK","Revi-Deckel RRD 43-90 V2A m.SKK","mit selbstklebenden Kantenschutz","14.MS",80.8,{"$f":"G26311*(1-VLOOKUP(F26311,Konditionen!$B:$G,6,0))","v":80.8}]
["METU System","SRINGV2A","SRV2A125PE","Spannring SR 125 V2A mit PE","1250 mm","14.MS",115.25,{"$f":"G26334*(1-VLOOKUP(F26334,Konditionen!$B:$G,6,0))","v":115.25}]
["METU System","SRINGV2A","SRV2A20PE","Spannring SR   20 V2A mit PE","200 mm","14.MS",23,{"$f":"G26337*(1-VLOOKUP(F26337,Konditionen!$B:$G,6,0))","v":23}]
["METU System","SR","SR140PE","Spannring SR 140 verz mit PE","1400 mm","14.MS",30.15,{"$f":"G26356*(1-VLOOKUP(F26356,Konditionen!$B:$G,6,0))","v":30.15}]
["METU System","SR","SR71PE","Spannring SR   71 verz mit PE","710 mm","14.MS",13.5,{"$f":"G26372*(1-VLOOKUP(F26372,Konditionen!$B:$G,6,0))","v":13.5}]
["METU System","STK","STK1/2","Ablaufstutzen ST-K 1/2\"","mit Konusscheibe","14.MS",7.8,{"$f":"G26379*(1-VLOOKUP(F26379,Konditionen!$B:$G,6,0))","v":7.8}]
["METU Revisionsdeckel","RD","RD64","Revi-Deckel RD 64 verz.","600 x 400 mm","14.REV",40.549999999999997,{"$f":"G26398*(1-VLOOKUP(F26398,Konditionen!$B:$G,6,0))","v":40.549999999999997}]
["METU Revisionsdeckel","RD","RD65SKK","Revi-Deckel RD 65 verz. m.SKK","600 x 500 mm","14.REV",57.45,{"$f":"G26401*(1-VLOOKUP(F26401,Konditionen!$B:$G,6,0))","v":57.45}]
["METU Revisionsdeckel","RRD","RRD1816","Revi-Deckel RRD 18-16 verz.","","14.REV",10.8,{"$f":"G26412*(1-VLOOKUP(F26412,Konditionen!$B:$G,6,0))","v":10.8}]
["METU Revisionsdeckel","RRD","RRD3240","Revi-Deckel RRD 32-40 verz.","","14.REV",16.850000000000001,{"$f":"G26436*(1-VLOOKUP(F26436,Konditionen!$B:$G,6,0))","v":16.850000000000001}]
["METU Revisionsdeckel","RRD","RRD4350SKK","Revi-Deckel RRD 43-50 verz. m.SKK","mit selbstklebenden Kantenschutz","14.REV",24.1,{"$f":"G26447*(1-VLOOKUP(F26447,Konditionen!$B:$G,6,0))","v":24.1}]
["METU Revisionsdeckel","RRD","RRD4356SKK","Revi-Deckel RRD 43-56 verz. m.SKK","mit selbstklebenden Kantenschutz","14.REV",24.1,{"$f":"G26449*(1-VLOOKUP(F26449,Konditionen!$B:$G,6,0))","v":24.1}]
["METU Revisionsdeckel","RRD","RRD5463","Revi-Deckel RRD 54-63 verz.","","14.REV",36.85,{"$f":"G26470*(1-VLOOKUP(F26470,Konditionen!$B:$G,6,0))","v":36.85}]
["Kunststoff Rohre- und Formteile","BFLNPPS","BFLNPPS225","Blindflansch mit Nut in PPs 225","für Dichtung aus PVC-P o. EPDM","17.ALLG",44.45,{"$f":"G26484*(1-VLOOKUP(F26484,Konditionen!$B:$G,6,0))","v":44.45}]
["Kunststoff Rohre- und Formteile","BFLNPPS","BFLNPPS50","Blindflansch mit Nut in PPs 50","für Dichtung aus PVC-P o. EPDM","17.ALLG",29.6,{"$f":"G26491*(1-VLOOKUP(F26491,Konditionen!$B:$G,6,0))","v":29.6}]
["Kunststoff Rohre- und Formteile","BFPPS","BFPPS125030","PPs Segmentbogen 30°  DN 1250","","17.ALLG",1683,{"$f":"G26503*(1-VLOOKUP(F26503,Konditionen!$B:$G,6,0))","v":1683}]
["Kunststoff Rohre- und Formteile","BPPS","BPPS11015","PPs Bogen 15°  DN 110","Segmentfrei","17.ALLG",13.05,{"$f":"G26513*(1-VLOOKUP(F26513,Konditionen!$B:$G,6,0))","v":13.05}]
["Kunststoff Rohre- und Formteile","BPPS","BPPS14030","PPs Bogen 30°  DN 140","Segmentfrei","17.ALLG",20.350000000000001,{"$f":"G26526*(1-VLOOKUP(F26526,Konditionen!$B:$G,6,0))","v":20.350000000000001}]
["Kunststoff Rohre- und Formteile","BPPS","BPPS20090","PPs Bogen 90°  DN 200","Segmentfrei","17.ALLG",33.35,{"$f":"G26548*(1-VLOOKUP(F26548,Konditionen!$B:$G,6,0))","v":33.35}]
["Kunststoff Rohre- und Formteile","BPPS","BPPS25015","PPs Bogen 15°  DN 250","Segmentfrei","17.ALLG",33.35,{"$f":"G26555*(1-VLOOKUP(F26555,Konditionen!$B:$G,6,0))","v":33.35}]
["Kunststoff Rohre- und Formteile","BPPS","BPPS31575","PPs Bogen 75°  DN 315","Segmentfrei","17.ALLG",126.05,{"$f":"G26571*(1-VLOOKUP(F26571,Konditionen!$B:$G,6,0))","v":126.05}]
["Kunststoff Rohre- und Formteile","BPPS","BPPS35575","PPs Bogen 75°  DN 355","Segmentfrei","17.ALLG",146.15,{"$f":"G26577*(1-VLOOKUP(F26577,Konditionen!$B:$G,6,0))","v":146.15}]
["Kunststoff Rohre- und Formteile","BPPS","BPPS45090","PPs Bogen 90°  DN 450","Segmentfrei","17.ALLG",381.6,{"$f":"G26590*(1-VLOOKUP(F26590,Konditionen!$B:$G,6,0))","v":381.6}]
["Kunststoff Rohre- und Formteile","BPPS","BPPS60060","PPs Bogen 60°  DN 600","Segmentfrei","17.ALLG",625.54999999999995,{"$f":"G26612*(1-VLOOKUP(F26612,Konditionen!$B:$G,6,0))","v":625.54999999999995}]
["Kunststoff Rohre- und Formteile","BPPS","BPPS63075","PPs Bogen 75°  DN 630","Segmentfrei","17.ALLG",724.75,{"$f":"G26619*(1-VLOOKUP(F26619,Konditionen!$B:$G,6,0))","v":724.75}]
["Kunststoff Rohre- und Formteile","BPPS","BPPS7515","PPs Bogen 15°  DN 75","Segmentfrei","17.ALLG",13.05,{"$f":"G26627*(1-VLOOKUP(F26627,Konditionen!$B:$G,6,0))","v":13.05}]
["Kunststoff Rohre- und Formteile","DDFPPS","DDFPPS140","Dachdurchführung in PPs 140","Dachneigungswinkel ...°","17.ALLG",181.6,{"$f":"G26641*(1-VLOOKUP(F26641,Konditionen!$B:$G,6,0))","v":181.6}]
["Kunststoff Rohre- und Formteile","DKKPPS","DKKPPS125","Drosselklappe in PPs DN 125","mit Konsole, Muffenmaß","17.ALLG",169.9,{"$f":"G26658*(1-VLOOKUP(F26658,Konditionen!$B:$G,6,0))","v":169.9}]
["Kunststoff Rohre- und Formteile","DKKPPS","DKKPPS225","Drosselklappe in PPs DN 225","mit Konsole, Muffenmaß","17.ALLG",218.6,{"$f":"G26663*(1-VLOOKUP(F26663,Konditionen!$B:$G,6,0))","v":218.6}]
["Kunststoff Rohre- und Formteile","DKPPS","DKPPS50","Drosselklappe in PPs 50","in 15° Stufen verstellbar,Muffenmaß","17.ALLG",46.15,{"$f":"G26683*(1-VLOOKUP(F26683,Konditionen!$B:$G,6,0))","v":46.15}]
["Kunststoff Rohre- und Formteile","DKSDKPPS","DKSDKPPS280","Drosselklappe stufenlos PPs 280","mit Konsole, Flanschanschluss","17.ALLG",591.9,{"$f":"G26695*(1-VLOOKUP(F26695,Konditionen!$B:$G,6,0))","v":591.9}]
["Kunststoff Rohre- und Formteile","DKSDPPS","DKSDPPS280","Drosselklappe stufenlos PPs 280","nach DIN 1946-4, Flanschanschluss","17.ALLG",521.20000000000005,{"$f":"G26705*(1-VLOOKUP(F26705,Konditionen!$B:$G,6,0))","v":521.20000000000005}]
["Kunststoff Rohre- und Formteile","DKSKVPPS","DKSKVPPS250","Drosselklappe m. Konsole PPs 250","verstärkt, Flanschanschluss","17.ALLG",440.65,{"$f":"G26714*(1-VLOOKUP(F26714,Konditionen!$B:$G,6,0))","v":440.65}]
["Kunststoff Rohre- und Formteile","DKSPPS","DKSPPS355","Drosselklappe in PPs 355","stufenlos, Muffenmaß","17.ALLG",157.65,{"$f":"G26727*(1-VLOOKUP(F26727,Konditionen!$B:$G,6,0))","v":157.65}]
["Kunststoff Rohre- und Formteile","DKSVPPS","DKSVPPS400","Drosselklappe stufenlos PPs 400","verstärkt, Flanschanschluss","17.ALLG",811.7,{"$f":"G26749*(1-VLOOKUP(F26749,Konditionen!$B:$G,6,0))","v":811.7}]
["Kunststoff Rohre- und Formteile","EPPS","EPPS160","PPs Enddeckel DN 160","","17.ALLG",14.8,{"$f":"G26753*(1-VLOOKUP(F26753,Konditionen!$B:$G,6,0))","v":14.8}]
["Kunststoff Rohre- und Formteile","EPPS","EPPS75","PPs Enddeckel DN 75","","17.ALLG",9.15,{"$f":"G26769*(1-VLOOKUP(F26769,Konditionen!$B:$G,6,0))","v":9.15}]
["Kunststoff Rohre- und Formteile","FDICHT","FDICHTEPDM400","Flachdichtung in EPDM  für DN 400","","17.ALLG",16.3,{"$f":"G26782*(1-VLOOKUP(F26782,Konditionen!$B:$G,6,0))","v":16.3}]
["Kunststoff Rohre- und Formteile","FDICHT","FDICHTEPDM90","Flachdichtung in EPDM  für DN 90","","17.ALLG",4.55,{"$f":"G26791*(1-VLOOKUP(F26791,Konditionen!$B:$G,6,0))","v":4.55}]
["Kunststoff Rohre- und Formteile","MAKF","MAKFPPS-EL315","Kugelmanschette in PPs-el 315","mit Flanschanschluss","17.ALLG",483.35,{"$f":"G26805*(1-VLOOKUP(F26805,Konditionen!$B:$G,6,0))","v":483.35}]
["Kunststoff Rohre- und Formteile","MAKS","MAKSPP250","Kugelmanschette in PP 250","befestigung mit Spannbändern","17.ALLG",72.25,{"$f":"G26817*(1-VLOOKUP(F26817,Konditionen!$B:$G,6,0))","v":72.25}]
["Kunststoff Rohre- und Formteile","MFLPPS","MFLPPS315","Muffenflansch in PPs 315","","17.ALLG",27.85,{"$f":"G26833*(1-VLOOKUP(F26833,Konditionen!$B:$G,6,0))","v":27.85}]
["Kunststoff Rohre- und Formteile","MFPPS","MFPPS200","PPs Muffe DN 200","","17.ALLG",16.55,{"$f":"G26850*(1-VLOOKUP(F26850,Konditionen!$B:$G,6,0))","v":16.55}]
["Kunststoff Rohre- und Formteile","MFPPS","MFPPS355","PPs Muffe DN 355","","17.ALLG",50.05,{"$f":"G26855*(1-VLOOKUP(F26855,Konditionen!$B:$G,6,0))","v":50.05}]
["Kunststoff Rohre- und Formteile","NLRPPS","NLRPPS3140M","NAHTLOSROHR NLR PPs     3,0  140","Preis per Meter (Lieferlänge=5M)","17.ALLG",16.899999999999999,{"$f":"G26873*(1-VLOOKUP(F26873,Konditionen!$B:$G,6,0))","v":16.899999999999999}]
["Kunststoff Rohre- und Formteile","NLRPPS","NLRPPS4280M","NAHTLOSROHR NLR PPs     4,0  280","Preis per Meter (Lieferlänge=5M)","17.ALLG",47.75,{"$f":"G26881*(1-VLOOKUP(F26881,Konditionen!$B:$G,6,0))","v":47.75}]
["Kunststoff Rohre- und Formteile","PSK45PPS","PSK45PPS250","Sattelstutzen  45° in PPs 250","kurz, Muffenmaß","17.ALLG",101.9,{"$f":"G26897*(1-VLOOKUP(F26897,Konditionen!$B:$G,6,0))","v":101.9}]
["Kunststoff Rohre- und Formteile","PSK45PPS","PSK45PPS75","Sattelstutzen  45° in PPs 75","kurz, Muffenmaß","17.ALLG",33.35,{"$f":"G26906*(1-VLOOKUP(F26906,Konditionen!$B:$G,6,0))","v":33.35}]
["Kunststoff Rohre- und Formteile","PSK90PPS","PSK90PPS560","Sattelstutzen  90° in PPs 560","kurz, Muffenmaß","17.ALLG",395.6,{"$f":"G26923*(1-VLOOKUP(F26923,Konditionen!$B:$G,6,0))","v":395.6}]
["Kunststoff Rohre- und Formteile","PS90PPS","PS90PPS110M","Sattelstutzen in PPs 110mm 90°","Muffenmaß","17.ALLG",50.05,{"$f":"G26929*(1-VLOOKUP(F26929,Konditionen!$B:$G,6,0))","v":50.05}]
["Kunststoff Rohre- und Formteile","PS90PPS","PS90PPS280M","Sattelstutzen in PPs 280mm 90°","Muffenmaß","17.ALLG",200.1,{"$f":"G26945*(1-VLOOKUP(F26945,Konditionen!$B:$G,6,0))","v":200.1}]
["Kunststoff Rohre- und Formteile","PS90PPS","PS90PPS63R","Sattelstutzen in PPs 63mm 90°","Rohranschluss","17.ALLG",25.85,{"$f":"G26964*(1-VLOOKUP(F26964,Konditionen!$B:$G,6,0))","v":25.85}]
["Kunststoff Rohre- und Formteile","PS90PPS","PS90PPS75M","Sattelstutzen in PPs 75mm 90°","Muffenmaß","17.ALLG",44.45,{"$f":"G26967*(1-VLOOKUP(F26967,Konditionen!$B:$G,6,0))","v":44.45}]
["Kunststoff Rohre- und Formteile","RCPPS","RCPPS160140","PPs Reduzierung 160.140","Symmetrisch","17.ALLG",40.549999999999997,{"$f":"G26987*(1-VLOOKUP(F26987,Konditionen!$B:$G,6,0))","v":40.549999999999997}]
["Kunststoff Rohre- und Formteile","RCPPS","RCPPS18090","PPs Reduzierung 180.90","Symmetrisch","17.ALLG",55.5,{"$f":"G26997*(1-VLOOKUP(F26997,Konditionen!$B:$G,6,0))","v":55.5}]
["Kunststoff Rohre- und Formteile","RCPPS","RCPPS225160","PPs Reduzierung 225.160","Symmetrisch","17.ALLG",46.15,{"$f":"G27009*(1-VLOOKUP(F27009,Konditionen!$B:$G,6,0))","v":46.15}]
["Kunststoff Rohre- und Formteile","RCPPS","RCPPS250140","PPs Reduzierung 250.140","Symmetrisch","17.ALLG",59.05,{"$f":"G27016*(1-VLOOKUP(F27016,Konditionen!$B:$G,6,0))","v":59.05}]
["Kunststoff Rohre- und Formteile","RCPPS","RCPPS315125","PPs Reduzierung 315.125","Symmetrisch","17.ALLG",105.6,{"$f":"G27031*(1-VLOOKUP(F27031,Konditionen!$B:$G,6,0))","v":105.6}]
["Kunststoff Rohre- und Formteile","RCPPS","RCPPS400280","PPs Reduzierung 400.280","Symmetrisch","17.ALLG",79.650000000000006,{"$f":"G27051*(1-VLOOKUP(F27051,Konditionen!$B:$G,6,0))","v":79.650000000000006}]
["Kunststoff Rohre- und Formteile","RCPPS","RCPPS500315","PPs Reduzierung 500.315","Symmetrisch","17.ALLG",121.1,{"$f":"G27065*(1-VLOOKUP(F27065,Konditionen!$B:$G,6,0))","v":121.1}]
["Kunststoff Rohre- und Formteile","RCPPS","RCPPS560400","PPs Reduzierung 560.400","Symmetrisch","17.ALLG",417.05,{"$f":"G27073*(1-VLOOKUP(F27073,Konditionen!$B:$G,6,0))","v":417.05}]
["Kunststoff Rohre- und Formteile","RCPPS","RCPPS630315","PPs Reduzierung 630.315","Symmetrisch","17.ALLG",485.85,{"$f":"G27084*(1-VLOOKUP(F27084,Konditionen!$B:$G,6,0))","v":485.85}]
["Kunststoff Rohre- und Formteile","RCPPS","RCPPS9063","PPs Reduzierung 90.63","Symmetrisch","17.ALLG",42.5,{"$f":"G27095*(1-VLOOKUP(F27095,Konditionen!$B:$G,6,0))","v":42.5}]
["Kunststoff Rohre- und Formteile","RDIFFPPS","RDIFFPPS200F","PPs Deflektorhaube REDIFF DN 200","mit Flanschanschluss","17.ALLG",526.29999999999995,{"$f":"G27115*(1-VLOOKUP(F27115,Konditionen!$B:$G,6,0))","v":526.29999999999995}]
["Kunststoff Rohre- und Formteile","RDIFFPPS","RDIFFPPS225MB","PPs Deflektorhaube REDIFF DN 225","mit Bypass u. Muffenmaß","17.ALLG",591.9,{"$f":"G27121*(1-VLOOKUP(F27121,Konditionen!$B:$G,6,0))","v":591.9}]
["Kunststoff Rohre- und Formteile","RDIFFPPS","RDIFFPPS400M","PPs Deflektorhaube REDIFF DN 400","Muffenmaß","17.ALLG",874.5,{"$f":"G27137*(1-VLOOKUP(F27137,Konditionen!$B:$G,6,0))","v":874.5}]
["Kunststoff Rohre- und Formteile","RDIFFPPS","RDIFFPPS630MB","PPs Deflektorhaube REDIFF DN 630","mit Bypass u. Muffenmaß","17.ALLG",1751,{"$f":"G27152*(1-VLOOKUP(F27152,Konditionen!$B:$G,6,0))","v":1751}]
["Kunststoff Rohre- und Formteile","RDPPS","RDPPS225","Reinigungsöffnung in PPs 225mm","mit Dichtung aus PVC-P o. EPDM","17.ALLG",116.65,{"$f":"G27159*(1-VLOOKUP(F27159,Konditionen!$B:$G,6,0))","v":116.65}]
["Kunststoff Rohre- und Formteile","RLPPS","RLPPS160110","PPs Reduzierung 160.110","Asymmetrisch","17.ALLG",90.7,{"$f":"G27179*(1-VLOOKUP(F27179,Konditionen!$B:$G,6,0))","v":90.7}]
["Kunststoff Rohre- und Formteile","RLPPS","RLPPS160125","PPs Reduzierung 160.125","Asymmetrisch","17.ALLG",79.650000000000006,{"$f":"G27180*(1-VLOOKUP(F27180,Konditionen!$B:$G,6,0))","v":79.650000000000006}]
["Kunststoff Rohre- und Formteile","RLPPS","RLPPS160140","PPs Reduzierung 160.140","Asymmetrisch","17.ALLG",90.7,{"$f":"G27181*(1-VLOOKUP(F27181,Konditionen!$B:$G,6,0))","v":90.7}]
["Kunststoff Rohre- und Formteile","RLPPS","RLPPS16063","PPs Reduzierung 160.63","Asymmetrisch","17.ALLG",120.45,{"$f":"G27182*(1-VLOOKUP(F27182,Konditionen!$B:$G,6,0))","v":120.45}]
["Kunststoff Rohre- und Formteile","RLPPS","RLPPS16075","PPs Reduzierung 160.75","Asymmetrisch","17.ALLG",124,{"$f":"G27183*(1-VLOOKUP(F27183,Konditionen!$B:$G,6,0))","v":124}]
["Kunststoff Rohre- und Formteile","RLPPS","RLPPS16090","PPs Reduzierung 160.90","Asymmetrisch","17.ALLG",129.6,{"$f":"G27184*(1-VLOOKUP(F27184,Konditionen!$B:$G,6,0))","v":129.6}]
["Kunststoff Rohre- und Formteile","RLPPS","RLPPS180110","PPs Reduzierung 180.110","Asymmetrisch","17.ALLG",126.05,{"$f":"G27185*(1-VLOOKUP(F27185,Konditionen!$B:$G,6,0))","v":126.05}]
["Kunststoff Rohre- und Formteile","RLPPS","RLPPS180125","PPs Reduzierung 180.125","Asymmetrisch","17.ALLG",126.05,{"$f":"G27186*(1-VLOOKUP(F27186,Konditionen!$B:$G,6,0))","v":126.05}]
["Kunststoff Rohre- und Formteile","RLPPS","RLPPS180140","PPs Reduzierung 180.140","Asymmetrisch","17.ALLG",129.6,{"$f":"G27187*(1-VLOOKUP(F27187,Konditionen!$B:$G,6,0))","v":129.6}]
["Kunststoff Rohre- und Formteile","RLPPS","RLPPS180160","PPs Reduzierung 180.160","Asymmetrisch","17.ALLG",90.7,{"$f":"G27188*(1-VLOOKUP(F27188,Konditionen!$B:$G,6,0))","v":90.7}]
["Kunststoff Rohre- und Formteile","RLPPS","RLPPS18050","PPs Reduzierung 180.50","Asymmetrisch","17.ALLG",120.45,{"$f":"G27189*(1-VLOOKUP(F27189,Konditionen!$B:$G,6,0))","v":120.45}]
["Kunststoff Rohre- und Formteile","RLPPS","RLPPS18075","PPs Reduzierung 180.75","Asymmetrisch","17.ALLG",122.3,{"$f":"G27190*(1-VLOOKUP(F27190,Konditionen!$B:$G,6,0))","v":122.3}]
["Kunststoff Rohre- und Formteile","RLPPS","RLPPS18090","PPs Reduzierung 180.90","Asymmetrisch","17.ALLG",124,{"$f":"G27191*(1-VLOOKUP(F27191,Konditionen!$B:$G,6,0))","v":124}]
["Kunststoff Rohre- und Formteile","RLPPS","RLPPS200110","PPs Reduzierung 200.110","Asymmetrisch","17.ALLG",142.6,{"$f":"G27192*(1-VLOOKUP(F27192,Konditionen!$B:$G,6,0))","v":142.6}]
["Kunststoff Rohre- und Formteile","RLPPS","RLPPS200125","PPs Reduzierung 200.125","Asymmetrisch","17.ALLG",144.44999999999999,{"$f":"G27193*(1-VLOOKUP(F27193,Konditionen!$B:$G,6,0))","v":144.44999999999999}]
["Kunststoff Rohre- und Formteile","RLPPS","RLPPS200140","PPs Reduzierung 200.140","Asymmetrisch","17.ALLG",148.30000000000001,{"$f":"G27194*(1-VLOOKUP(F27194,Konditionen!$B:$G,6,0))","v":148.30000000000001}]
["Kunststoff Rohre- und Formteile","RLPPS","RLPPS200160","PPs Reduzierung 200.160","Asymmetrisch","17.ALLG",100.1,{"$f":"G27195*(1-VLOOKUP(F27195,Konditionen!$B:$G,6,0))","v":100.1}]
["Kunststoff Rohre- und Formteile","RLPPS","RLPPS200180","PPs Reduzierung 200.180","Asymmetrisch","17.ALLG",107.5,{"$f":"G27196*(1-VLOOKUP(F27196,Konditionen!$B:$G,6,0))","v":107.5}]
["Kunststoff Rohre- und Formteile","RLPPS","RLPPS20075","PPs Reduzierung 200.75","Asymmetrisch","17.ALLG",129.6,{"$f":"G27197*(1-VLOOKUP(F27197,Konditionen!$B:$G,6,0))","v":129.6}]
["Kunststoff Rohre- und Formteile","RLPPS","RLPPS20090","PPs Reduzierung 200.90","Asymmetrisch","17.ALLG",140.69999999999999,{"$f":"G27198*(1-VLOOKUP(F27198,Konditionen!$B:$G,6,0))","v":140.69999999999999}]
["Kunststoff Rohre- und Formteile","RLPPS","RLPPS225110","PPs Reduzierung 225.110","Asymmetrisch","17.ALLG",142.6,{"$f":"G27199*(1-VLOOKUP(F27199,Konditionen!$B:$G,6,0))","v":142.6}]
["Kunststoff Rohre- und Formteile","RLPPS","RLPPS225125","PPs Reduzierung 225.125","Asymmetrisch","17.ALLG",144.44999999999999,{"$f":"G27200*(1-VLOOKUP(F27200,Konditionen!$B:$G,6,0))","v":144.44999999999999}]
["Kunststoff Rohre- und Formteile","RLPPS","RLPPS225140","PPs Reduzierung 225.140","Asymmetrisch","17.ALLG",148.30000000000001,{"$f":"G27201*(1-VLOOKUP(F27201,Konditionen!$B:$G,6,0))","v":148.30000000000001}]
["Kunststoff Rohre- und Formteile","RLPPS","RLPPS225160","PPs Reduzierung 225.160","Asymmetrisch","17.ALLG",107.5,{"$f":"G27202*(1-VLOOKUP(F27202,Konditionen!$B:$G,6,0))","v":107.5}]
["Kunststoff Rohre- und Formteile","RLPPS","RLPPS225180","PPs Reduzierung 225.180","Asymmetrisch","17.ALLG",157.65,{"$f":"G27203*(1-VLOOKUP(F27203,Konditionen!$B:$G,6,0))","v":157.65}]
["Kunststoff Rohre- und Formteile","RLPPS","RLPPS225200","PPs Reduzierung 225.200","Asymmetrisch","17.ALLG",120.45,{"$f":"G27204*(1-VLOOKUP(F27204,Konditionen!$B:$G,6,0))","v":120.45}]
["Kunststoff Rohre- und Formteile","RLPPS","RLPPS22590","PPs Reduzierung 225.90","Asymmetrisch","17.ALLG",140.69999999999999,{"$f":"G27205*(1-VLOOKUP(F27205,Konditionen!$B:$G,6,0))","v":140.69999999999999}]
["Kunststoff Rohre- und Formteile","RLPPS","RLPPS250110","PPs Reduzierung 250.110","Asymmetrisch","17.ALLG",144.44999999999999,{"$f":"G27206*(1-VLOOKUP(F27206,Konditionen!$B:$G,6,0))","v":144.44999999999999}]
["Kunststoff Rohre- und Formteile","RLPPS","RLPPS250125","PPs Reduzierung 250.125","Asymmetrisch","17.ALLG",150.30000000000001,{"$f":"G27207*(1-VLOOKUP(F27207,Konditionen!$B:$G,6,0))","v":150.30000000000001}]
["Kunststoff Rohre- und Formteile","RLPPS","RLPPS250140","PPs Reduzierung 250.140","Asymmetrisch","17.ALLG",150.30000000000001,{"$f":"G27208*(1-VLOOKUP(F27208,Konditionen!$B:$G,6,0))","v":150.30000000000001}]
["Kunststoff Rohre- und Formteile","RLPPS","RLPPS250160","PPs Reduzierung 250.160","Asymmetrisch","17.ALLG",120.45,{"$f":"G27209*(1-VLOOKUP(F27209,Konditionen!$B:$G,6,0))","v":120.45}]
["Kunststoff Rohre- und Formteile","RLPPS","RLPPS250180","PPs Reduzierung 250.180","Asymmetrisch","17.ALLG",131.5,{"$f":"G27210*(1-VLOOKUP(F27210,Konditionen!$B:$G,6,0))","v":131.5}]
["Kunststoff Rohre- und Formteile","RLPPS","RLPPS250200","PPs Reduzierung 250.200","Asymmetrisch","17.ALLG",135.1,{"$f":"G27211*(1-VLOOKUP(F27211,Konditionen!$B:$G,6,0))","v":135.1}]
["Kunststoff Rohre- und Formteile","RLPPS","RLPPS250225","PPs Reduzierung 250.225","Asymmetrisch","17.ALLG",144.44999999999999,{"$f":"G27212*(1-VLOOKUP(F27212,Konditionen!$B:$G,6,0))","v":144.44999999999999}]
["Kunststoff Rohre- und Formteile","RLPPS","RLPPS25090","PPs Reduzierung 250.90","Asymmetrisch","17.ALLG",140.69999999999999,{"$f":"G27213*(1-VLOOKUP(F27213,Konditionen!$B:$G,6,0))","v":140.69999999999999}]
["Kunststoff Rohre- und Formteile","RLPPS","RLPPS280110","PPs Reduzierung 280.110","Asymmetrisch","17.ALLG",159.4,{"$f":"G27214*(1-VLOOKUP(F27214,Konditionen!$B:$G,6,0))","v":159.4}]
["Kunststoff Rohre- und Formteile","RLPPS","RLPPS280125","PPs Reduzierung 280.125","Asymmetrisch","17.ALLG",190.05,{"$f":"G27215*(1-VLOOKUP(F27215,Konditionen!$B:$G,6,0))","v":190.05}]
["Kunststoff Rohre- und Formteile","RLPPS","RLPPS280140","PPs Reduzierung 280.140","Asymmetrisch","17.ALLG",191.5,{"$f":"G27216*(1-VLOOKUP(F27216,Konditionen!$B:$G,6,0))","v":191.5}]
["Kunststoff Rohre- und Formteile","RLPPS","RLPPS280160","PPs Reduzierung 280.160","Asymmetrisch","17.ALLG",196.6,{"$f":"G27217*(1-VLOOKUP(F27217,Konditionen!$B:$G,6,0))","v":196.6}]
["Kunststoff Rohre- und Formteile","RLPPS","RLPPS280180","PPs Reduzierung 280.180","Asymmetrisch","17.ALLG",200.1,{"$f":"G27218*(1-VLOOKUP(F27218,Konditionen!$B:$G,6,0))","v":200.1}]
["Kunststoff Rohre- und Formteile","RLPPS","RLPPS280200","PPs Reduzierung 280.200","Asymmetrisch","17.ALLG",201.8,{"$f":"G27219*(1-VLOOKUP(F27219,Konditionen!$B:$G,6,0))","v":201.8}]
["Kunststoff Rohre- und Formteile","RLPPS","RLPPS280225","PPs Reduzierung 280.225","Asymmetrisch","17.ALLG",205.1,{"$f":"G27220*(1-VLOOKUP(F27220,Konditionen!$B:$G,6,0))","v":205.1}]
["Kunststoff Rohre- und Formteile","RLPPS","RLPPS280250","PPs Reduzierung 280.250","Asymmetrisch","17.ALLG",159.4,{"$f":"G27221*(1-VLOOKUP(F27221,Konditionen!$B:$G,6,0))","v":159.4}]
["Kunststoff Rohre- und Formteile","RLPPS","RLPPS315110","PPs Reduzierung 315.110","Asymmetrisch","17.ALLG",205.1,{"$f":"G27222*(1-VLOOKUP(F27222,Konditionen!$B:$G,6,0))","v":205.1}]
["Kunststoff Rohre- und Formteile","RLPPS","RLPPS315125","PPs Reduzierung 315.125","Asymmetrisch","17.ALLG",210.05,{"$f":"G27223*(1-VLOOKUP(F27223,Konditionen!$B:$G,6,0))","v":210.05}]
["Kunststoff Rohre- und Formteile","RLPPS","RLPPS315140","PPs Reduzierung 315.140","Asymmetrisch","17.ALLG",221.9,{"$f":"G27224*(1-VLOOKUP(F27224,Konditionen!$B:$G,6,0))","v":221.9}]
["Kunststoff Rohre- und Formteile","RLPPS","RLPPS315160","PPs Reduzierung 315.160","Asymmetrisch","17.ALLG",223.85,{"$f":"G27225*(1-VLOOKUP(F27225,Konditionen!$B:$G,6,0))","v":223.85}]
["Kunststoff Rohre- und Formteile","RLPPS","RLPPS315180","PPs Reduzierung 315.180","Asymmetrisch","17.ALLG",235.4,{"$f":"G27226*(1-VLOOKUP(F27226,Konditionen!$B:$G,6,0))","v":235.4}]
["Kunststoff Rohre- und Formteile","RLPPS","RLPPS315200","PPs Reduzierung 315.200","Asymmetrisch","17.ALLG",188.3,{"$f":"G27227*(1-VLOOKUP(F27227,Konditionen!$B:$G,6,0))","v":188.3}]
["Kunststoff Rohre- und Formteile","RLPPS","RLPPS315225","PPs Reduzierung 315.225","Asymmetrisch","17.ALLG",210.05,{"$f":"G27228*(1-VLOOKUP(F27228,Konditionen!$B:$G,6,0))","v":210.05}]
["Kunststoff Rohre- und Formteile","RLPPS","RLPPS315250","PPs Reduzierung 315.250","Asymmetrisch","17.ALLG",188.55,{"$f":"G27229*(1-VLOOKUP(F27229,Konditionen!$B:$G,6,0))","v":188.55}]
["Kunststoff Rohre- und Formteile","RLPPS","RLPPS315280","PPs Reduzierung 315.280","Asymmetrisch","17.ALLG",195.1,{"$f":"G27230*(1-VLOOKUP(F27230,Konditionen!$B:$G,6,0))","v":195.1}]
["Kunststoff Rohre- und Formteile","RLPPS","RLPPS355160","PPs Reduzierung 355.160","Asymmetrisch","17.ALLG",257.25,{"$f":"G27231*(1-VLOOKUP(F27231,Konditionen!$B:$G,6,0))","v":257.25}]
["Kunststoff Rohre- und Formteile","RLPPS","RLPPS355180","PPs Reduzierung 355.180","Asymmetrisch","17.ALLG",263.95,{"$f":"G27232*(1-VLOOKUP(F27232,Konditionen!$B:$G,6,0))","v":263.95}]
["Kunststoff Rohre- und Formteile","RLPPS","RLPPS355200","PPs Reduzierung 355.200","Asymmetrisch","17.ALLG",213.5,{"$f":"G27233*(1-VLOOKUP(F27233,Konditionen!$B:$G,6,0))","v":213.5}]
["Kunststoff Rohre- und Formteile","RLPPS","RLPPS355225","PPs Reduzierung 355.225","Asymmetrisch","17.ALLG",225.3,{"$f":"G27234*(1-VLOOKUP(F27234,Konditionen!$B:$G,6,0))","v":225.3}]
["Kunststoff Rohre- und Formteile","RLPPS","RLPPS355250","PPs Reduzierung 355.250","Asymmetrisch","17.ALLG",231.9,{"$f":"G27235*(1-VLOOKUP(F27235,Konditionen!$B:$G,6,0))","v":231.9}]
["Kunststoff Rohre- und Formteile","RLPPS","RLPPS355280","PPs Reduzierung 355.280","Asymmetrisch","17.ALLG",248.85,{"$f":"G27236*(1-VLOOKUP(F27236,Konditionen!$B:$G,6,0))","v":248.85}]
["Kunststoff Rohre- und Formteile","RLPPS","RLPPS355315","PPs Reduzierung 355.315","Asymmetrisch","17.ALLG",201.8,{"$f":"G27237*(1-VLOOKUP(F27237,Konditionen!$B:$G,6,0))","v":201.8}]
["Kunststoff Rohre- und Formteile","RLPPS","RLPPS400160","PPs Reduzierung 400.160","Asymmetrisch","17.ALLG",285.85000000000002,{"$f":"G27238*(1-VLOOKUP(F27238,Konditionen!$B:$G,6,0))","v":285.85000000000002}]
["Kunststoff Rohre- und Formteile","RLPPS","RLPPS400180","PPs Reduzierung 400.180","Asymmetrisch","17.ALLG",297.7,{"$f":"G27239*(1-VLOOKUP(F27239,Konditionen!$B:$G,6,0))","v":297.7}]
["Kunststoff Rohre- und Formteile","RLPPS","RLPPS400200","PPs Reduzierung 400.200","Asymmetrisch","17.ALLG",299.3,{"$f":"G27240*(1-VLOOKUP(F27240,Konditionen!$B:$G,6,0))","v":299.3}]
["Kunststoff Rohre- und Formteile","RLPPS","RLPPS400225","PPs Reduzierung 400.225","Asymmetrisch","17.ALLG",302.64999999999998,{"$f":"G27241*(1-VLOOKUP(F27241,Konditionen!$B:$G,6,0))","v":302.64999999999998}]
["Kunststoff Rohre- und Formteile","RLPPS","RLPPS400250","PPs Reduzierung 400.250","Asymmetrisch","17.ALLG",304.35000000000002,{"$f":"G27242*(1-VLOOKUP(F27242,Konditionen!$B:$G,6,0))","v":304.35000000000002}]
["Kunststoff Rohre- und Formteile","RLPPS","RLPPS400280","PPs Reduzierung 400.280","Asymmetrisch","17.ALLG",309.35000000000002,{"$f":"G27243*(1-VLOOKUP(F27243,Konditionen!$B:$G,6,0))","v":309.35000000000002}]
["Kunststoff Rohre- und Formteile","RLPPS","RLPPS400315","PPs Reduzierung 400.315","Asymmetrisch","17.ALLG",253.95,{"$f":"G27244*(1-VLOOKUP(F27244,Konditionen!$B:$G,6,0))","v":253.95}]
["Kunststoff Rohre- und Formteile","RLPPS","RLPPS400355","PPs Reduzierung 400.355","Asymmetrisch","17.ALLG",227,{"$f":"G27245*(1-VLOOKUP(F27245,Konditionen!$B:$G,6,0))","v":227}]
["Kunststoff Rohre- und Formteile","RLPPS","RLPPS450200","PPs Reduzierung 450.200","Asymmetrisch","17.ALLG",502.65,{"$f":"G27246*(1-VLOOKUP(F27246,Konditionen!$B:$G,6,0))","v":502.65}]
["Kunststoff Rohre- und Formteile","RLPPS","RLPPS450225","PPs Reduzierung 450.225","Asymmetrisch","17.ALLG",502.65,{"$f":"G27247*(1-VLOOKUP(F27247,Konditionen!$B:$G,6,0))","v":502.65}]
["Kunststoff Rohre- und Formteile","RLPPS","RLPPS450250","PPs Reduzierung 450.250","Asymmetrisch","17.ALLG",504.6,{"$f":"G27248*(1-VLOOKUP(F27248,Konditionen!$B:$G,6,0))","v":504.6}]
["Kunststoff Rohre- und Formteile","RLPPS","RLPPS450280","PPs Reduzierung 450.280","Asymmetrisch","17.ALLG",509.6,{"$f":"G27249*(1-VLOOKUP(F27249,Konditionen!$B:$G,6,0))","v":509.6}]
["Kunststoff Rohre- und Formteile","RLPPS","RLPPS450315","PPs Reduzierung 450.315","Asymmetrisch","17.ALLG",514.70000000000005,{"$f":"G27250*(1-VLOOKUP(F27250,Konditionen!$B:$G,6,0))","v":514.70000000000005}]
["Kunststoff Rohre- und Formteile","RLPPS","RLPPS450355","PPs Reduzierung 450.355","Asymmetrisch","17.ALLG",480.95,{"$f":"G27251*(1-VLOOKUP(F27251,Konditionen!$B:$G,6,0))","v":480.95}]
["Kunststoff Rohre- und Formteile","RLPPS","RLPPS450400","PPs Reduzierung 450.400","Asymmetrisch","17.ALLG",448.95,{"$f":"G27252*(1-VLOOKUP(F27252,Konditionen!$B:$G,6,0))","v":448.95}]
["Kunststoff Rohre- und Formteile","RLPPS","RLPPS500200","PPs Reduzierung 500.200","Asymmetrisch","17.ALLG",576.85,{"$f":"G27253*(1-VLOOKUP(F27253,Konditionen!$B:$G,6,0))","v":576.85}]
["Kunststoff Rohre- und Formteile","RLPPS","RLPPS500225","PPs Reduzierung 500.225","Asymmetrisch","17.ALLG",580,{"$f":"G27254*(1-VLOOKUP(F27254,Konditionen!$B:$G,6,0))","v":580}]
["Kunststoff Rohre- und Formteile","RLPPS","RLPPS500250","PPs Reduzierung 500.250","Asymmetrisch","17.ALLG",596.95000000000005,{"$f":"G27255*(1-VLOOKUP(F27255,Konditionen!$B:$G,6,0))","v":596.95000000000005}]
["Kunststoff Rohre- und Formteile","RLPPS","RLPPS500280","PPs Reduzierung 500.280","Asymmetrisch","17.ALLG",598.6,{"$f":"G27256*(1-VLOOKUP(F27256,Konditionen!$B:$G,6,0))","v":598.6}]
["Kunststoff Rohre- und Formteile","RLPPS","RLPPS500315","PPs Reduzierung 500.315","Asymmetrisch","17.ALLG",600.29999999999995,{"$f":"G27257*(1-VLOOKUP(F27257,Konditionen!$B:$G,6,0))","v":600.29999999999995}]
["Kunststoff Rohre- und Formteile","RLPPS","RLPPS500355","PPs Reduzierung 500.355","Asymmetrisch","17.ALLG",608.75,{"$f":"G27258*(1-VLOOKUP(F27258,Konditionen!$B:$G,6,0))","v":608.75}]
["Kunststoff Rohre- und Formteile","RLPPS","RLPPS500400","PPs Reduzierung 500.400","Asymmetrisch","17.ALLG",573.54999999999995,{"$f":"G27259*(1-VLOOKUP(F27259,Konditionen!$B:$G,6,0))","v":573.54999999999995}]
["Kunststoff Rohre- und Formteile","RLPPS","RLPPS500450","PPs Reduzierung 500.450","Asymmetrisch","17.ALLG",544.79999999999995,{"$f":"G27260*(1-VLOOKUP(F27260,Konditionen!$B:$G,6,0))","v":544.79999999999995}]
["Kunststoff Rohre- und Formteile","RLPPS","RLPPS560250","PPs Reduzierung 560.250","Asymmetrisch","17.ALLG",709.6,{"$f":"G27261*(1-VLOOKUP(F27261,Konditionen!$B:$G,6,0))","v":709.6}]
["Kunststoff Rohre- und Formteile","RLPPS","RLPPS560280","PPs Reduzierung 560.280","Asymmetrisch","17.ALLG",687.65,{"$f":"G27262*(1-VLOOKUP(F27262,Konditionen!$B:$G,6,0))","v":687.65}]
["Kunststoff Rohre- und Formteile","RLPPS","RLPPS560315","PPs Reduzierung 560.315","Asymmetrisch","17.ALLG",655.8,{"$f":"G27263*(1-VLOOKUP(F27263,Konditionen!$B:$G,6,0))","v":655.8}]
["Kunststoff Rohre- und Formteile","RLPPS","RLPPS560355","PPs Reduzierung 560.355","Asymmetrisch","17.ALLG",625.54999999999995,{"$f":"G27264*(1-VLOOKUP(F27264,Konditionen!$B:$G,6,0))","v":625.54999999999995}]
["Kunststoff Rohre- und Formteile","RLPPS","RLPPS560400","PPs Reduzierung 560.400","Asymmetrisch","17.ALLG",623.95000000000005,{"$f":"G27265*(1-VLOOKUP(F27265,Konditionen!$B:$G,6,0))","v":623.95000000000005}]
["Kunststoff Rohre- und Formteile","RLPPS","RLPPS560450","PPs Reduzierung 560.450","Asymmetrisch","17.ALLG",591.9,{"$f":"G27266*(1-VLOOKUP(F27266,Konditionen!$B:$G,6,0))","v":591.9}]
["Kunststoff Rohre- und Formteile","RLPPS","RLPPS560500","PPs Reduzierung 560.500","Asymmetrisch","17.ALLG",561.5,{"$f":"G27267*(1-VLOOKUP(F27267,Konditionen!$B:$G,6,0))","v":561.5}]
["Kunststoff Rohre- und Formteile","RLPPS","RLPPS600160","PPs Reduzierung 600.160","Asymmetrisch","17.ALLG",658.6,{"$f":"G27268*(1-VLOOKUP(F27268,Konditionen!$B:$G,6,0))","v":658.6}]
["Kunststoff Rohre- und Formteile","RLPPS","RLPPS600200","PPs Reduzierung 600.200","Asymmetrisch","17.ALLG",613,{"$f":"G27269*(1-VLOOKUP(F27269,Konditionen!$B:$G,6,0))","v":613}]
["Kunststoff Rohre- und Formteile","RLPPS","RLPPS600250","PPs Reduzierung 600.250","Asymmetrisch","17.ALLG",566.45000000000005,{"$f":"G27270*(1-VLOOKUP(F27270,Konditionen!$B:$G,6,0))","v":566.45000000000005}]
["Kunststoff Rohre- und Formteile","RLPPS","RLPPS600280","PPs Reduzierung 600.280","Asymmetrisch","17.ALLG",716.5,{"$f":"G27271*(1-VLOOKUP(F27271,Konditionen!$B:$G,6,0))","v":716.5}]
["Kunststoff Rohre- und Formteile","RLPPS","RLPPS600315","PPs Reduzierung 600.315","Asymmetrisch","17.ALLG",687.65,{"$f":"G27272*(1-VLOOKUP(F27272,Konditionen!$B:$G,6,0))","v":687.65}]
["Kunststoff Rohre- und Formteile","RLPPS","RLPPS600355","PPs Reduzierung 600.355","Asymmetrisch","17.ALLG",681.1,{"$f":"G27273*(1-VLOOKUP(F27273,Konditionen!$B:$G,6,0))","v":681.1}]
["Kunststoff Rohre- und Formteile","RLPPS","RLPPS600400","PPs Reduzierung 600.400","Asymmetrisch","17.ALLG",787.05,{"$f":"G27274*(1-VLOOKUP(F27274,Konditionen!$B:$G,6,0))","v":787.05}]
["Kunststoff Rohre- und Formteile","RLPPS","RLPPS600450","PPs Reduzierung 600.450","Asymmetrisch","17.ALLG",750.1,{"$f":"G27275*(1-VLOOKUP(F27275,Konditionen!$B:$G,6,0))","v":750.1}]
["Kunststoff Rohre- und Formteile","RLPPS","RLPPS600500","PPs Reduzierung 600.500","Asymmetrisch","17.ALLG",708.1,{"$f":"G27276*(1-VLOOKUP(F27276,Konditionen!$B:$G,6,0))","v":708.1}]
["Kunststoff Rohre- und Formteile","RLPPS","RLPPS600560","PPs Reduzierung 600.560","Asymmetrisch","17.ALLG",679.25,{"$f":"G27277*(1-VLOOKUP(F27277,Konditionen!$B:$G,6,0))","v":679.25}]
["Kunststoff Rohre- und Formteile","RLPPS","RLPPS630280","PPs Reduzierung 630.280","Asymmetrisch","17.ALLG",761.85,{"$f":"G27278*(1-VLOOKUP(F27278,Konditionen!$B:$G,6,0))","v":761.85}]
["Kunststoff Rohre- und Formteile","RLPPS","RLPPS630315","PPs Reduzierung 630.315","Asymmetrisch","17.ALLG",729.7,{"$f":"G27279*(1-VLOOKUP(F27279,Konditionen!$B:$G,6,0))","v":729.7}]
["Kunststoff Rohre- und Formteile","RLPPS","RLPPS630355","PPs Reduzierung 630.355","Asymmetrisch","17.ALLG",699.7,{"$f":"G27280*(1-VLOOKUP(F27280,Konditionen!$B:$G,6,0))","v":699.7}]
["Kunststoff Rohre- und Formteile","RLPPS","RLPPS630400","PPs Reduzierung 630.400","Asymmetrisch","17.ALLG",708.1,{"$f":"G27281*(1-VLOOKUP(F27281,Konditionen!$B:$G,6,0))","v":708.1}]
["Kunststoff Rohre- und Formteile","RLPPS","RLPPS630450","PPs Reduzierung 630.450","Asymmetrisch","17.ALLG",674.3,{"$f":"G27282*(1-VLOOKUP(F27282,Konditionen!$B:$G,6,0))","v":674.3}]
["Kunststoff Rohre- und Formteile","RLPPS","RLPPS630500","PPs Reduzierung 630.500","Asymmetrisch","17.ALLG",640.75,{"$f":"G27283*(1-VLOOKUP(F27283,Konditionen!$B:$G,6,0))","v":640.75}]
["Kunststoff Rohre- und Formteile","RLPPS","RLPPS630560","PPs Reduzierung 630.560","Asymmetrisch","17.ALLG",608.75,{"$f":"G27284*(1-VLOOKUP(F27284,Konditionen!$B:$G,6,0))","v":608.75}]
["Kunststoff Rohre- und Formteile","RLPPS","RLPPS630600","PPs Reduzierung 630.600","Asymmetrisch","17.ALLG",576.85,{"$f":"G27285*(1-VLOOKUP(F27285,Konditionen!$B:$G,6,0))","v":576.85}]
["Kunststoff Rohre- und Formteile","RLPPS","RLPPS6350","PPs Reduzierung 63.50","Asymmetrisch","17.ALLG",94.55,{"$f":"G27286*(1-VLOOKUP(F27286,Konditionen!$B:$G,6,0))","v":94.55}]
["Kunststoff Rohre- und Formteile","RLPPS","RLPPS7550","PPs Reduzierung 75.50","Asymmetrisch","17.ALLG",94.55,{"$f":"G27287*(1-VLOOKUP(F27287,Konditionen!$B:$G,6,0))","v":94.55}]
["Kunststoff Rohre- und Formteile","RLPPS","RLPPS7563","PPs Reduzierung 75.63","Asymmetrisch","17.ALLG",94.55,{"$f":"G27288*(1-VLOOKUP(F27288,Konditionen!$B:$G,6,0))","v":94.55}]
["Kunststoff Rohre- und Formteile","RLPPS","RLPPS9050","PPs Reduzierung 90.50","Asymmetrisch","17.ALLG",83.5,{"$f":"G27289*(1-VLOOKUP(F27289,Konditionen!$B:$G,6,0))","v":83.5}]
["Kunststoff Rohre- und Formteile","RLPPS","RLPPS9063","PPs Reduzierung 90.63","Asymmetrisch","17.ALLG",83.5,{"$f":"G27290*(1-VLOOKUP(F27290,Konditionen!$B:$G,6,0))","v":83.5}]
["Kunststoff Rohre- und Formteile","RLPPS","RLPPS9075","PPs Reduzierung 90.75","Asymmetrisch","17.ALLG",55.5,{"$f":"G27291*(1-VLOOKUP(F27291,Konditionen!$B:$G,6,0))","v":55.5}]
["Kunststoff Rohre- und Formteile","RMIPPS","RMIPPS110","Rohr m.Insektenschutz in PPs 110","Muffenanschluss","17.ALLG",100.1,{"$f":"G27292*(1-VLOOKUP(F27292,Konditionen!$B:$G,6,0))","v":100.1}]
["Kunststoff Rohre- und Formteile","RMIPPS","RMIPPS125","Rohr m.Insektenschutz in PPs 125","Muffenanschluss","17.ALLG",100.1,{"$f":"G27293*(1-VLOOKUP(F27293,Konditionen!$B:$G,6,0))","v":100.1}]
["Kunststoff Rohre- und Formteile","RMIPPS","RMIPPS140","Rohr m.Insektenschutz in PPs 140","Muffenanschluss","17.ALLG",110.55,{"$f":"G27294*(1-VLOOKUP(F27294,Konditionen!$B:$G,6,0))","v":110.55}]
["Kunststoff Rohre- und Formteile","RMIPPS","RMIPPS160","Rohr m.Insektenschutz in PPs 160","Muffenanschluss","17.ALLG",115.1,{"$f":"G27295*(1-VLOOKUP(F27295,Konditionen!$B:$G,6,0))","v":115.1}]
["Kunststoff Rohre- und Formteile","RMIPPS","RMIPPS180","Rohr m.Insektenschutz in PPs 180","Muffenanschluss","17.ALLG",134.19999999999999,{"$f":"G27296*(1-VLOOKUP(F27296,Konditionen!$B:$G,6,0))","v":134.19999999999999}]
["Kunststoff Rohre- und Formteile","RMIPPS","RMIPPS200","Rohr m.Insektenschutz in PPs 200","Muffenanschluss","17.ALLG",138.44999999999999,{"$f":"G27297*(1-VLOOKUP(F27297,Konditionen!$B:$G,6,0))","v":138.44999999999999}]
["Kunststoff Rohre- und Formteile","RMIPPS","RMIPPS225","Rohr m.Insektenschutz in PPs 225","Muffenanschluss","17.ALLG",179.15,{"$f":"G27298*(1-VLOOKUP(F27298,Konditionen!$B:$G,6,0))","v":179.15}]
["Kunststoff Rohre- und Formteile","RMIPPS","RMIPPS250","Rohr m.Insektenschutz in PPs 250","Muffenanschluss","17.ALLG",187.55,{"$f":"G27299*(1-VLOOKUP(F27299,Konditionen!$B:$G,6,0))","v":187.55}]
["Kunststoff Rohre- und Formteile","RMIPPS","RMIPPS280","Rohr m.Insektenschutz in PPs 280","Muffenanschluss","17.ALLG",239.8,{"$f":"G27300*(1-VLOOKUP(F27300,Konditionen!$B:$G,6,0))","v":239.8}]
["Kunststoff Rohre- und Formteile","RMIPPS","RMIPPS315","Rohr m.Insektenschutz in PPs 315","Muffenanschluss","17.ALLG",261,{"$f":"G27301*(1-VLOOKUP(F27301,Konditionen!$B:$G,6,0))","v":261}]
["Kunststoff Rohre- und Formteile","RMIPPS","RMIPPS355","Rohr m.Insektenschutz in PPs 355","Muffenanschluss","17.ALLG",299.85000000000002,{"$f":"G27302*(1-VLOOKUP(F27302,Konditionen!$B:$G,6,0))","v":299.85000000000002}]
["Kunststoff Rohre- und Formteile","RMIPPS","RMIPPS400","Rohr m.Insektenschutz in PPs 400","Muffenanschluss","17.ALLG",350.05,{"$f":"G27303*(1-VLOOKUP(F27303,Konditionen!$B:$G,6,0))","v":350.05}]
["Kunststoff Rohre- und Formteile","RMIPPS","RMIPPS450","Rohr m.Insektenschutz in PPs 450","Muffenanschluss","17.ALLG",666.6,{"$f":"G27304*(1-VLOOKUP(F27304,Konditionen!$B:$G,6,0))","v":666.6}]
["Kunststoff Rohre- und Formteile","RMIPPS","RMIPPS50","Rohr m.Insektenschutz in PPs 50","Muffenanschluss","17.ALLG",46.5,{"$f":"G27305*(1-VLOOKUP(F27305,Konditionen!$B:$G,6,0))","v":46.5}]
["Kunststoff Rohre- und Formteile","RMIPPS","RMIPPS500","Rohr m.Insektenschutz in PPs 500","Muffenanschluss","17.ALLG",740.65,{"$f":"G27306*(1-VLOOKUP(F27306,Konditionen!$B:$G,6,0))","v":740.65}]
["Kunststoff Rohre- und Formteile","RMIPPS","RMIPPS600","Rohr m.Insektenschutz in PPs 600","Muffenanschluss","17.ALLG",1083,{"$f":"G27307*(1-VLOOKUP(F27307,Konditionen!$B:$G,6,0))","v":1083}]
["Kunststoff Rohre- und Formteile","RMIPPS","RMIPPS63","Rohr m.Insektenschutz in PPs 63","Muffenanschluss","17.ALLG",59.3,{"$f":"G27308*(1-VLOOKUP(F27308,Konditionen!$B:$G,6,0))","v":59.3}]
["Kunststoff Rohre- und Formteile","RMIPPS","RMIPPS630","Rohr m.Insektenschutz in PPs 630","Muffenanschluss","17.ALLG",1218,{"$f":"G27309*(1-VLOOKUP(F27309,Konditionen!$B:$G,6,0))","v":1218}]
["Kunststoff Rohre- und Formteile","RMIPPS","RMIPPS75","Rohr m.Insektenschutz in PPs 75","Muffenanschluss","17.ALLG",70.150000000000006,{"$f":"G27310*(1-VLOOKUP(F27310,Konditionen!$B:$G,6,0))","v":70.150000000000006}]
["Kunststoff Rohre- und Formteile","RMIPPS","RMIPPS90","Rohr m.Insektenschutz in PPs 90","Muffenanschluss","17.ALLG",80.849999999999994,{"$f":"G27311*(1-VLOOKUP(F27311,Konditionen!$B:$G,6,0))","v":80.849999999999994}]
["Kunststoff Rohre- und Formteile","RMVPPS","RMVPPS110","Rohr mit Vogelschutz in PPs 110","Muffenanschluss","17.ALLG",87.1,{"$f":"G27312*(1-VLOOKUP(F27312,Konditionen!$B:$G,6,0))","v":87.1}]
["Kunststoff Rohre- und Formteile","RMVPPS","RMVPPS125","Rohr mit Vogelschutz in PPs 125","Muffenanschluss","17.ALLG",87.1,{"$f":"G27313*(1-VLOOKUP(F27313,Konditionen!$B:$G,6,0))","v":87.1}]
["Kunststoff Rohre- und Formteile","RMVPPS","RMVPPS140","Rohr mit Vogelschutz in PPs 140","Muffenanschluss","17.ALLG",96.2,{"$f":"G27314*(1-VLOOKUP(F27314,Konditionen!$B:$G,6,0))","v":96.2}]
["Kunststoff Rohre- und Formteile","RMVPPS","RMVPPS160","Rohr mit Vogelschutz in PPs 160","Muffenanschluss","17.ALLG",100.1,{"$f":"G27315*(1-VLOOKUP(F27315,Konditionen!$B:$G,6,0))","v":100.1}]
["Kunststoff Rohre- und Formteile","RMVPPS","RMVPPS180","Rohr mit Vogelschutz in PPs 180","Muffenanschluss","17.ALLG",116.65,{"$f":"G27316*(1-VLOOKUP(F27316,Konditionen!$B:$G,6,0))","v":116.65}]
["Kunststoff Rohre- und Formteile","RMVPPS","RMVPPS200","Rohr mit Vogelschutz in PPs 200","Muffenanschluss","17.ALLG",120.45,{"$f":"G27317*(1-VLOOKUP(F27317,Konditionen!$B:$G,6,0))","v":120.45}]
["Kunststoff Rohre- und Formteile","RMVPPS","RMVPPS225","Rohr mit Vogelschutz in PPs 225","Muffenanschluss","17.ALLG",155.75,{"$f":"G27318*(1-VLOOKUP(F27318,Konditionen!$B:$G,6,0))","v":155.75}]
["Kunststoff Rohre- und Formteile","RMVPPS","RMVPPS250","Rohr mit Vogelschutz in PPs 250","Muffenanschluss","17.ALLG",163.1,{"$f":"G27319*(1-VLOOKUP(F27319,Konditionen!$B:$G,6,0))","v":163.1}]
["Kunststoff Rohre- und Formteile","RMVPPS","RMVPPS280","Rohr mit Vogelschutz in PPs 280","Muffenanschluss","17.ALLG",208.4,{"$f":"G27320*(1-VLOOKUP(F27320,Konditionen!$B:$G,6,0))","v":208.4}]
["Kunststoff Rohre- und Formteile","RMVPPS","RMVPPS315","Rohr mit Vogelschutz in PPs 315","Muffenanschluss","17.ALLG",227,{"$f":"G27321*(1-VLOOKUP(F27321,Konditionen!$B:$G,6,0))","v":227}]
["Kunststoff Rohre- und Formteile","RMVPPS","RMVPPS355","Rohr mit Vogelschutz in PPs 355","Muffenanschluss","17.ALLG",260.75,{"$f":"G27322*(1-VLOOKUP(F27322,Konditionen!$B:$G,6,0))","v":260.75}]
["Kunststoff Rohre- und Formteile","RMVPPS","RMVPPS400","Rohr mit Vogelschutz in PPs 400","Muffenanschluss","17.ALLG",304.35000000000002,{"$f":"G27323*(1-VLOOKUP(F27323,Konditionen!$B:$G,6,0))","v":304.35000000000002}]
["Kunststoff Rohre- und Formteile","RMVPPS","RMVPPS450","Rohr mit Vogelschutz in PPs 450","Muffenanschluss","17.ALLG",579.65,{"$f":"G27324*(1-VLOOKUP(F27324,Konditionen!$B:$G,6,0))","v":579.65}]
["Kunststoff Rohre- und Formteile","RMVPPS","RMVPPS50","Rohr mit Vogelschutz in PPs 50","Muffenanschluss","17.ALLG",40.549999999999997,{"$f":"G27325*(1-VLOOKUP(F27325,Konditionen!$B:$G,6,0))","v":40.549999999999997}]
["Kunststoff Rohre- und Formteile","RMVPPS","RMVPPS500","Rohr mit Vogelschutz in PPs 500","Muffenanschluss","17.ALLG",644.20000000000005,{"$f":"G27326*(1-VLOOKUP(F27326,Konditionen!$B:$G,6,0))","v":644.20000000000005}]
["Kunststoff Rohre- und Formteile","RMVPPS","RMVPPS600","Rohr mit Vogelschutz in PPs 600","Muffenanschluss","17.ALLG",941.6,{"$f":"G27327*(1-VLOOKUP(F27327,Konditionen!$B:$G,6,0))","v":941.6}]
["Kunststoff Rohre- und Formteile","RMVPPS","RMVPPS63","Rohr mit Vogelschutz in PPs 63","Muffenanschluss","17.ALLG",51.75,{"$f":"G27328*(1-VLOOKUP(F27328,Konditionen!$B:$G,6,0))","v":51.75}]
["Kunststoff Rohre- und Formteile","RMVPPS","RMVPPS630","Rohr mit Vogelschutz in PPs 630","Muffenanschluss","17.ALLG",1059,{"$f":"G27329*(1-VLOOKUP(F27329,Konditionen!$B:$G,6,0))","v":1059}]
["Kunststoff Rohre- und Formteile","RMVPPS","RMVPPS75","Rohr mit Vogelschutz in PPs 75","Muffenanschluss","17.ALLG",61.1,{"$f":"G27330*(1-VLOOKUP(F27330,Konditionen!$B:$G,6,0))","v":61.1}]
["Kunststoff Rohre- und Formteile","RMVPPS","RMVPPS90","Rohr mit Vogelschutz in PPs 90","Muffenanschluss","17.ALLG",70.3,{"$f":"G27331*(1-VLOOKUP(F27331,Konditionen!$B:$G,6,0))","v":70.3}]
["Kunststoff Rohre- und Formteile","ROHRSTK","ROHRSTKPPS110","Rohrstück in PPs 110mm","Muffenanschluss","17.ALLG",36.9,{"$f":"G27332*(1-VLOOKUP(F27332,Konditionen!$B:$G,6,0))","v":36.9}]
["Kunststoff Rohre- und Formteile","ROHRSTK","ROHRSTKPPS125","Rohrstück in PPs 125mm","Muffenanschluss","17.ALLG",38.950000000000003,{"$f":"G27333*(1-VLOOKUP(F27333,Konditionen!$B:$G,6,0))","v":38.950000000000003}]
["Kunststoff Rohre- und Formteile","ROHRSTK","ROHRSTKPPS140","Rohrstück in PPs 140mm","Muffenanschluss","17.ALLG",40.549999999999997,{"$f":"G27334*(1-VLOOKUP(F27334,Konditionen!$B:$G,6,0))","v":40.549999999999997}]
["Kunststoff Rohre- und Formteile","ROHRSTK","ROHRSTKPPS160","Rohrstück in PPs 160mm","Muffenanschluss","17.ALLG",44.45,{"$f":"G27335*(1-VLOOKUP(F27335,Konditionen!$B:$G,6,0))","v":44.45}]
["Kunststoff Rohre- und Formteile","ROHRSTK","ROHRSTKPPS180","Rohrstück in PPs 180mm","Muffenanschluss","17.ALLG",55.5,{"$f":"G27336*(1-VLOOKUP(F27336,Konditionen!$B:$G,6,0))","v":55.5}]
["Kunststoff Rohre- und Formteile","ROHRSTK","ROHRSTKPPS200","Rohrstück in PPs 200mm","Muffenanschluss","17.ALLG",61.1,{"$f":"G27337*(1-VLOOKUP(F27337,Konditionen!$B:$G,6,0))","v":61.1}]
["Kunststoff Rohre- und Formteile","ROHRSTK","ROHRSTKPPS225","Rohrstück in PPs 225mm","Muffenanschluss","17.ALLG",85.1,{"$f":"G27338*(1-VLOOKUP(F27338,Konditionen!$B:$G,6,0))","v":85.1}]
["Kunststoff Rohre- und Formteile","ROHRSTK","ROHRSTKPPS250","Rohrstück in PPs 250mm","Muffenanschluss","17.ALLG",101.9,{"$f":"G27339*(1-VLOOKUP(F27339,Konditionen!$B:$G,6,0))","v":101.9}]
["Kunststoff Rohre- und Formteile","ROHRSTK","ROHRSTKPPS280","Rohrstück in PPs 280mm","Muffenanschluss","17.ALLG",122.3,{"$f":"G27340*(1-VLOOKUP(F27340,Konditionen!$B:$G,6,0))","v":122.3}]
["Kunststoff Rohre- und Formteile","ROHRSTK","ROHRSTKPPS315","Rohrstück in PPs 315mm","Muffenanschluss","17.ALLG",135.1,{"$f":"G27341*(1-VLOOKUP(F27341,Konditionen!$B:$G,6,0))","v":135.1}]
["Kunststoff Rohre- und Formteile","ROHRSTK","ROHRSTKPPS355","Rohrstück in PPs 355mm","Muffenanschluss","17.ALLG",148.30000000000001,{"$f":"G27342*(1-VLOOKUP(F27342,Konditionen!$B:$G,6,0))","v":148.30000000000001}]
["Kunststoff Rohre- und Formteile","ROHRSTK","ROHRSTKPPS400","Rohrstück in PPs 400mm","Muffenanschluss","17.ALLG",163.1,{"$f":"G27343*(1-VLOOKUP(F27343,Konditionen!$B:$G,6,0))","v":163.1}]
["Kunststoff Rohre- und Formteile","ROHRSTK","ROHRSTKPPS75","Rohrstück in PPs 75mm","Muffenanschluss","17.ALLG",36.9,{"$f":"G27344*(1-VLOOKUP(F27344,Konditionen!$B:$G,6,0))","v":36.9}]
["Kunststoff Rohre- und Formteile","ROHRSTK","ROHRSTKPPS90","Rohrstück in PPs 90mm","Muffenanschluss","17.ALLG",36.9,{"$f":"G27345*(1-VLOOKUP(F27345,Konditionen!$B:$G,6,0))","v":36.9}]
["Kunststoff Rohre- und Formteile","RSDPPS","RSDPPS1101000","PPs Schalldämpfer 110 L=1000mm","","17.ALLG",509.6,{"$f":"G27346*(1-VLOOKUP(F27346,Konditionen!$B:$G,6,0))","v":509.6}]
["Kunststoff Rohre- und Formteile","RSDPPS","RSDPPS1101250","PPs Schalldämpfer 110 L=1250mm","","17.ALLG",524.54999999999995,{"$f":"G27347*(1-VLOOKUP(F27347,Konditionen!$B:$G,6,0))","v":524.54999999999995}]
["Kunststoff Rohre- und Formteile","RSDPPS","RSDPPS1101500","PPs Schalldämpfer 110 L=1500mm","","17.ALLG",596.95000000000005,{"$f":"G27348*(1-VLOOKUP(F27348,Konditionen!$B:$G,6,0))","v":596.95000000000005}]
["Kunststoff Rohre- und Formteile","RSDPPS","RSDPPS110750","PPs Schalldämpfer 110 L=750mm","","17.ALLG",422.15,{"$f":"G27349*(1-VLOOKUP(F27349,Konditionen!$B:$G,6,0))","v":422.15}]
["Kunststoff Rohre- und Formteile","RSDPPS","RSDPPS1251000","PPs Schalldämpfer 125 L=1000mm","","17.ALLG",534.70000000000005,{"$f":"G27350*(1-VLOOKUP(F27350,Konditionen!$B:$G,6,0))","v":534.70000000000005}]
["Kunststoff Rohre- und Formteile","RSDPPS","RSDPPS1251250","PPs Schalldämpfer 125 L=1250mm","","17.ALLG",549.9,{"$f":"G27351*(1-VLOOKUP(F27351,Konditionen!$B:$G,6,0))","v":549.9}]
["Kunststoff Rohre- und Formteile","RSDPPS","RSDPPS1251500","PPs Schalldämpfer 125 L=1500mm","","17.ALLG",649.29999999999995,{"$f":"G27352*(1-VLOOKUP(F27352,Konditionen!$B:$G,6,0))","v":649.29999999999995}]
["Kunststoff Rohre- und Formteile","RSDPPS","RSDPPS125750","PPs Schalldämpfer 125 L=750mm","","17.ALLG",443.85,{"$f":"G27353*(1-VLOOKUP(F27353,Konditionen!$B:$G,6,0))","v":443.85}]
["Kunststoff Rohre- und Formteile","RSDPPS","RSDPPS1401000","PPs Schalldämpfer 140 L=1000mm","","17.ALLG",546.54999999999995,{"$f":"G27354*(1-VLOOKUP(F27354,Konditionen!$B:$G,6,0))","v":546.54999999999995}]
["Kunststoff Rohre- und Formteile","RSDPPS","RSDPPS1401250","PPs Schalldämpfer 140 L=1250mm","","17.ALLG",593.65,{"$f":"G27355*(1-VLOOKUP(F27355,Konditionen!$B:$G,6,0))","v":593.65}]
["Kunststoff Rohre- und Formteile","RSDPPS","RSDPPS1401500","PPs Schalldämpfer 140 L=1500mm","","17.ALLG",674.3,{"$f":"G27356*(1-VLOOKUP(F27356,Konditionen!$B:$G,6,0))","v":674.3}]
["Kunststoff Rohre- und Formteile","RSDPPS","RSDPPS140750","PPs Schalldämpfer 140 L=750mm","","17.ALLG",504.6,{"$f":"G27357*(1-VLOOKUP(F27357,Konditionen!$B:$G,6,0))","v":504.6}]
["Kunststoff Rohre- und Formteile","RSDPPS","RSDPPS1601000","PPs Schalldämpfer 160 L=1000mm","","17.ALLG",549.9,{"$f":"G27358*(1-VLOOKUP(F27358,Konditionen!$B:$G,6,0))","v":549.9}]
["Kunststoff Rohre- und Formteile","RSDPPS","RSDPPS1601250","PPs Schalldämpfer 160 L=1250mm","","17.ALLG",628.85,{"$f":"G27359*(1-VLOOKUP(F27359,Konditionen!$B:$G,6,0))","v":628.85}]
["Kunststoff Rohre- und Formteile","RSDPPS","RSDPPS1601500","PPs Schalldämpfer 160 L=1500mm","","17.ALLG",711.3,{"$f":"G27360*(1-VLOOKUP(F27360,Konditionen!$B:$G,6,0))","v":711.3}]
["Kunststoff Rohre- und Formteile","RSDPPS","RSDPPS160750","PPs Schalldämpfer 160 L=750mm","","17.ALLG",514.70000000000005,{"$f":"G27361*(1-VLOOKUP(F27361,Konditionen!$B:$G,6,0))","v":514.70000000000005}]
["Kunststoff Rohre- und Formteile","RSDPPS","RSDPPS1801000","PPs Schalldämpfer 180 L=1000mm","","17.ALLG",672.6,{"$f":"G27362*(1-VLOOKUP(F27362,Konditionen!$B:$G,6,0))","v":672.6}]
["Kunststoff Rohre- und Formteile","RSDPPS","RSDPPS1801250","PPs Schalldämpfer 180 L=1250mm","","17.ALLG",714.6,{"$f":"G27363*(1-VLOOKUP(F27363,Konditionen!$B:$G,6,0))","v":714.6}]
["Kunststoff Rohre- und Formteile","RSDPPS","RSDPPS1801500","PPs Schalldämpfer 180 L=1500mm","","17.ALLG",808.9,{"$f":"G27364*(1-VLOOKUP(F27364,Konditionen!$B:$G,6,0))","v":808.9}]
["Kunststoff Rohre- und Formteile","RSDPPS","RSDPPS180750","PPs Schalldämpfer 180 L=750mm","","17.ALLG",575,{"$f":"G27365*(1-VLOOKUP(F27365,Konditionen!$B:$G,6,0))","v":575}]
["Kunststoff Rohre- und Formteile","RSDPPS","RSDPPS2001000","PPs Schalldämpfer 200 L=1000mm","","17.ALLG",729.7,{"$f":"G27366*(1-VLOOKUP(F27366,Konditionen!$B:$G,6,0))","v":729.7}]
["Kunststoff Rohre- und Formteile","RSDPPS","RSDPPS2001250","PPs Schalldämpfer 200 L=1250mm","","17.ALLG",748.35,{"$f":"G27367*(1-VLOOKUP(F27367,Konditionen!$B:$G,6,0))","v":748.35}]
["Kunststoff Rohre- und Formteile","RSDPPS","RSDPPS2001500","PPs Schalldämpfer 200 L=1500mm","","17.ALLG",842.65,{"$f":"G27368*(1-VLOOKUP(F27368,Konditionen!$B:$G,6,0))","v":842.65}]
["Kunststoff Rohre- und Formteile","RSDPPS","RSDPPS200750","PPs Schalldämpfer 200 L=750mm","","17.ALLG",608.75,{"$f":"G27369*(1-VLOOKUP(F27369,Konditionen!$B:$G,6,0))","v":608.75}]
["Kunststoff Rohre- und Formteile","RSDPPS","RSDPPS2251000","PPs Schalldämpfer 225 L=1000mm","","17.ALLG",857.6,{"$f":"G27370*(1-VLOOKUP(F27370,Konditionen!$B:$G,6,0))","v":857.6}]
["Kunststoff Rohre- und Formteile","RSDPPS","RSDPPS2251250","PPs Schalldämpfer 225 L=1250mm","","17.ALLG",898,{"$f":"G27371*(1-VLOOKUP(F27371,Konditionen!$B:$G,6,0))","v":898}]
["Kunststoff Rohre- und Formteile","RSDPPS","RSDPPS2251500","PPs Schalldämpfer 225 L=1500mm","","17.ALLG",1014,{"$f":"G27372*(1-VLOOKUP(F27372,Konditionen!$B:$G,6,0))","v":1014}]
["Kunststoff Rohre- und Formteile","RSDPPS","RSDPPS225750","PPs Schalldämpfer 225 L=750mm","","17.ALLG",721.4,{"$f":"G27373*(1-VLOOKUP(F27373,Konditionen!$B:$G,6,0))","v":721.4}]
["Kunststoff Rohre- und Formteile","RSDPPS","RSDPPS2501000","PPs Schalldämpfer 250 L=1000mm","","17.ALLG",938.45,{"$f":"G27374*(1-VLOOKUP(F27374,Konditionen!$B:$G,6,0))","v":938.45}]
["Kunststoff Rohre- und Formteile","RSDPPS","RSDPPS2501250","PPs Schalldämpfer 250 L=1250mm","","17.ALLG",941.6,{"$f":"G27375*(1-VLOOKUP(F27375,Konditionen!$B:$G,6,0))","v":941.6}]
["Kunststoff Rohre- und Formteile","RSDPPS","RSDPPS2501500","PPs Schalldämpfer 250 L=1500mm","","17.ALLG",1049,{"$f":"G27376*(1-VLOOKUP(F27376,Konditionen!$B:$G,6,0))","v":1049}]
["Kunststoff Rohre- und Formteile","RSDPPS","RSDPPS250750","PPs Schalldämpfer 250 L=750mm","","17.ALLG",753.45,{"$f":"G27377*(1-VLOOKUP(F27377,Konditionen!$B:$G,6,0))","v":753.45}]
["Kunststoff Rohre- und Formteile","RSDPPS","RSDPPS2801000","PPs Schalldämpfer 280 L=1000mm","","17.ALLG",978.7,{"$f":"G27378*(1-VLOOKUP(F27378,Konditionen!$B:$G,6,0))","v":978.7}]
["Kunststoff Rohre- und Formteile","RSDPPS","RSDPPS2801250","PPs Schalldämpfer 280 L=1250mm","","17.ALLG",1027,{"$f":"G27379*(1-VLOOKUP(F27379,Konditionen!$B:$G,6,0))","v":1027}]
["Kunststoff Rohre- und Formteile","RSDPPS","RSDPPS2801500","PPs Schalldämpfer 280 L=1500mm","","17.ALLG",1142,{"$f":"G27380*(1-VLOOKUP(F27380,Konditionen!$B:$G,6,0))","v":1142}]
["Kunststoff Rohre- und Formteile","RSDPPS","RSDPPS280750","PPs Schalldämpfer 280 L=750mm","","17.ALLG",837.45,{"$f":"G27381*(1-VLOOKUP(F27381,Konditionen!$B:$G,6,0))","v":837.45}]
["Kunststoff Rohre- und Formteile","RSDPPS","RSDPPS3151000","PPs Schalldämpfer 315 L=1000mm","","17.ALLG",1180,{"$f":"G27382*(1-VLOOKUP(F27382,Konditionen!$B:$G,6,0))","v":1180}]
["Kunststoff Rohre- und Formteile","RSDPPS","RSDPPS3151250","PPs Schalldämpfer 315 L=1250mm","","17.ALLG",1239,{"$f":"G27383*(1-VLOOKUP(F27383,Konditionen!$B:$G,6,0))","v":1239}]
["Kunststoff Rohre- und Formteile","RSDPPS","RSDPPS3151500","PPs Schalldämpfer 315 L=1500mm","","17.ALLG",1206,{"$f":"G27384*(1-VLOOKUP(F27384,Konditionen!$B:$G,6,0))","v":1206}]
["Kunststoff Rohre- und Formteile","RSDPPS","RSDPPS315750","PPs Schalldämpfer 315 L=750mm","","17.ALLG",914.7,{"$f":"G27385*(1-VLOOKUP(F27385,Konditionen!$B:$G,6,0))","v":914.7}]
["Kunststoff Rohre- und Formteile","RSDPPS","RSDPPS3551000","PPs Schalldämpfer 355 L=1000mm","","17.ALLG",1197,{"$f":"G27386*(1-VLOOKUP(F27386,Konditionen!$B:$G,6,0))","v":1197}]
["Kunststoff Rohre- und Formteile","RSDPPS","RSDPPS3551250","PPs Schalldämpfer 355 L=1250mm","","17.ALLG",1270,{"$f":"G27387*(1-VLOOKUP(F27387,Konditionen!$B:$G,6,0))","v":1270}]
["Kunststoff Rohre- und Formteile","RSDPPS","RSDPPS3551500","PPs Schalldämpfer 355 L=1500mm","","17.ALLG",1364,{"$f":"G27388*(1-VLOOKUP(F27388,Konditionen!$B:$G,6,0))","v":1364}]
["Kunststoff Rohre- und Formteile","RSDPPS","RSDPPS355750","PPs Schalldämpfer 355 L=750mm","","17.ALLG",1027,{"$f":"G27389*(1-VLOOKUP(F27389,Konditionen!$B:$G,6,0))","v":1027}]
["Kunststoff Rohre- und Formteile","RSDPPS","RSDPPS4001000","PPs Schalldämpfer 400 L=1000mm","","17.ALLG",1454,{"$f":"G27390*(1-VLOOKUP(F27390,Konditionen!$B:$G,6,0))","v":1454}]
["Kunststoff Rohre- und Formteile","RSDPPS","RSDPPS4001250","PPs Schalldämpfer 400 L=1250mm","","17.ALLG",1514,{"$f":"G27391*(1-VLOOKUP(F27391,Konditionen!$B:$G,6,0))","v":1514}]
["Kunststoff Rohre- und Formteile","RSDPPS","RSDPPS4001500","PPs Schalldämpfer 400 L=1500mm","","17.ALLG",1651,{"$f":"G27392*(1-VLOOKUP(F27392,Konditionen!$B:$G,6,0))","v":1651}]
["Kunststoff Rohre- und Formteile","RSDPPS","RSDPPS400750","PPs Schalldämpfer 400 L=750mm","","17.ALLG",1231,{"$f":"G27393*(1-VLOOKUP(F27393,Konditionen!$B:$G,6,0))","v":1231}]
["Kunststoff Rohre- und Formteile","RSKPPS","RSKPPS110","Rückschlagklappe in PPs 110","Muffenmaß, für vertikalen Einbau","17.ALLG",100.1,{"$f":"G27394*(1-VLOOKUP(F27394,Konditionen!$B:$G,6,0))","v":100.1}]
["Kunststoff Rohre- und Formteile","RSKPPS","RSKPPS125","Rückschlagklappe in PPs 125","Muffenmaß, für vertikalen Einbau","17.ALLG",113,{"$f":"G27395*(1-VLOOKUP(F27395,Konditionen!$B:$G,6,0))","v":113}]
["Kunststoff Rohre- und Formteile","RSKPPS","RSKPPS140","Rückschlagklappe in PPs 140","Muffenmaß, für vertikalen Einbau","17.ALLG",133.35,{"$f":"G27396*(1-VLOOKUP(F27396,Konditionen!$B:$G,6,0))","v":133.35}]
["Kunststoff Rohre- und Formteile","RSKPPS","RSKPPS160","Rückschlagklappe in PPs 160","Muffenmaß, für vertikalen Einbau","17.ALLG",140.69999999999999,{"$f":"G27397*(1-VLOOKUP(F27397,Konditionen!$B:$G,6,0))","v":140.69999999999999}]
["Kunststoff Rohre- und Formteile","RSKPPS","RSKPPS180","Rückschlagklappe in PPs 180","Muffenmaß, für vertikalen Einbau","17.ALLG",163.1,{"$f":"G27398*(1-VLOOKUP(F27398,Konditionen!$B:$G,6,0))","v":163.1}]
["Kunststoff Rohre- und Formteile","RSKPPS","RSKPPS200","Rückschlagklappe in PPs 200","Muffenmaß, für vertikalen Einbau","17.ALLG",169.9,{"$f":"G27399*(1-VLOOKUP(F27399,Konditionen!$B:$G,6,0))","v":169.9}]
["Kunststoff Rohre- und Formteile","RSKPPS","RSKPPS225","Rückschlagklappe in PPs 225","Muffenmaß, für vertikalen Einbau","17.ALLG",191.5,{"$f":"G27400*(1-VLOOKUP(F27400,Konditionen!$B:$G,6,0))","v":191.5}]
["Kunststoff Rohre- und Formteile","RSKPPS","RSKPPS250","Rückschlagklappe in PPs 250","Muffenmaß, für vertikalen Einbau","17.ALLG",201.8,{"$f":"G27401*(1-VLOOKUP(F27401,Konditionen!$B:$G,6,0))","v":201.8}]
["Kunststoff Rohre- und Formteile","RSKPPS","RSKPPS280","Rückschlagklappe in PPs 280","Muffenmaß, für vertikalen Einbau","17.ALLG",218.6,{"$f":"G27402*(1-VLOOKUP(F27402,Konditionen!$B:$G,6,0))","v":218.6}]
["Kunststoff Rohre- und Formteile","SBS","SBS18060","SPANNBAND SBS18060      25-200mm","mit Schloss, für DN 60-180mm","17.ALLG",4.7,{"$f":"G27403*(1-VLOOKUP(F27403,Konditionen!$B:$G,6,0))","v":4.7}]
["Kunststoff Rohre- und Formteile","SBS","SBS21560","SPANNBAND SBS21560      25-225mm","mit Schloss, für DN 200-225mm","17.ALLG",5.0999999999999996,{"$f":"G27404*(1-VLOOKUP(F27404,Konditionen!$B:$G,6,0))","v":5.0999999999999996}]
["Kunststoff Rohre- und Formteile","SBS","SBS27060","SPANNBAND SBS27060      25-275mm","mit Schloss, für DN 250mm","17.ALLG",6.35,{"$f":"G27405*(1-VLOOKUP(F27405,Konditionen!$B:$G,6,0))","v":6.35}]
["Kunststoff Rohre- und Formteile","SBS","SBS50","SPANNBAND SBS50             50mm","mit Schloss, für DN 50","17.ALLG",3.8,{"$f":"G27406*(1-VLOOKUP(F27406,Konditionen!$B:$G,6,0))","v":3.8}]
["Kunststoff Rohre- und Formteile","SBS","SBS66060","SPANNBAND SBS66060      25-700mm","mit Schloss, für DN 250-700mm","17.ALLG",12.85,{"$f":"G27407*(1-VLOOKUP(F27407,Konditionen!$B:$G,6,0))","v":12.85}]
["Kunststoff Rohre- und Formteile","TPPS","TPPS110110","PPs T-Stück 110.110","","17.ALLG",59.05,{"$f":"G27408*(1-VLOOKUP(F27408,Konditionen!$B:$G,6,0))","v":59.05}]
["Kunststoff Rohre- und Formteile","TPPS","TPPS11050","PPs T-Stück red 110.50.110","","17.ALLG",63.9,{"$f":"G27409*(1-VLOOKUP(F27409,Konditionen!$B:$G,6,0))","v":63.9}]
["Kunststoff Rohre- und Formteile","TPPS","TPPS11063","PPs T-Stück red 110.63.110","","17.ALLG",63.9,{"$f":"G27410*(1-VLOOKUP(F27410,Konditionen!$B:$G,6,0))","v":63.9}]
["Kunststoff Rohre- und Formteile","TPPS","TPPS11075","PPs T-Stück red 110.75.110","","17.ALLG",63.9,{"$f":"G27411*(1-VLOOKUP(F27411,Konditionen!$B:$G,6,0))","v":63.9}]
["Kunststoff Rohre- und Formteile","TPPS","TPPS11090","PPs T-Stück red 110.90.110","","17.ALLG",63.9,{"$f":"G27412*(1-VLOOKUP(F27412,Konditionen!$B:$G,6,0))","v":63.9}]
["Kunststoff Rohre- und Formteile","TPPS","TPPS125110","PPs T-Stück red 125.110.125","","17.ALLG",72.099999999999994,{"$f":"G27413*(1-VLOOKUP(F27413,Konditionen!$B:$G,6,0))","v":72.099999999999994}]
["Kunststoff Rohre- und Formteile","TPPS","TPPS125125","PPs T-Stück 125.125","","17.ALLG",72.099999999999994,{"$f":"G27414*(1-VLOOKUP(F27414,Konditionen!$B:$G,6,0))","v":72.099999999999994}]
["Kunststoff Rohre- und Formteile","TPPS","TPPS12550","PPs T-Stück red 125.50.125","","17.ALLG",72.099999999999994,{"$f":"G27415*(1-VLOOKUP(F27415,Konditionen!$B:$G,6,0))","v":72.099999999999994}]
["Kunststoff Rohre- und Formteile","TPPS","TPPS12563","PPs T-Stück red 125.63.125","","17.ALLG",72.099999999999994,{"$f":"G27416*(1-VLOOKUP(F27416,Konditionen!$B:$G,6,0))","v":72.099999999999994}]
["Kunststoff Rohre- und Formteile","TPPS","TPPS12575","PPs T-Stück red 125.75.125","","17.ALLG",72.099999999999994,{"$f":"G27417*(1-VLOOKUP(F27417,Konditionen!$B:$G,6,0))","v":72.099999999999994}]
["Kunststoff Rohre- und Formteile","TPPS","TPPS12590","PPs T-Stück red 125.90.125","","17.ALLG",72.099999999999994,{"$f":"G27418*(1-VLOOKUP(F27418,Konditionen!$B:$G,6,0))","v":72.099999999999994}]
["Kunststoff Rohre- und Formteile","TPPS","TPPS140110","PPs T-Stück red 140.110.140","","17.ALLG",86.95,{"$f":"G27419*(1-VLOOKUP(F27419,Konditionen!$B:$G,6,0))","v":86.95}]
["Kunststoff Rohre- und Formteile","TPPS","TPPS140125","PPs T-Stück red 140.125.140","","17.ALLG",86.95,{"$f":"G27420*(1-VLOOKUP(F27420,Konditionen!$B:$G,6,0))","v":86.95}]
["Kunststoff Rohre- und Formteile","TPPS","TPPS140140","PPs T-Stück 140.140","","17.ALLG",86.95,{"$f":"G27421*(1-VLOOKUP(F27421,Konditionen!$B:$G,6,0))","v":86.95}]
["Kunststoff Rohre- und Formteile","TPPS","TPPS14050","PPs T-Stück red 140.50.140","","17.ALLG",86.95,{"$f":"G27422*(1-VLOOKUP(F27422,Konditionen!$B:$G,6,0))","v":86.95}]
["Kunststoff Rohre- und Formteile","TPPS","TPPS14063","PPs T-Stück red 140.63.140","","17.ALLG",86.95,{"$f":"G27423*(1-VLOOKUP(F27423,Konditionen!$B:$G,6,0))","v":86.95}]
["Kunststoff Rohre- und Formteile","TPPS","TPPS14075","PPs T-Stück red 140.75.140","","17.ALLG",86.95,{"$f":"G27424*(1-VLOOKUP(F27424,Konditionen!$B:$G,6,0))","v":86.95}]
["Kunststoff Rohre- und Formteile","TPPS","TPPS14090","PPs T-Stück red 140.90.140","","17.ALLG",86.95,{"$f":"G27425*(1-VLOOKUP(F27425,Konditionen!$B:$G,6,0))","v":86.95}]
["Kunststoff Rohre- und Formteile","TPPS","TPPS160110","PPs T-Stück red 160.110.160","","17.ALLG",95.5,{"$f":"G27426*(1-VLOOKUP(F27426,Konditionen!$B:$G,6,0))","v":95.5}]
["Kunststoff Rohre- und Formteile","TPPS","TPPS160125","PPs T-Stück red 160.125.160","","17.ALLG",95.5,{"$f":"G27427*(1-VLOOKUP(F27427,Konditionen!$B:$G,6,0))","v":95.5}]
["Kunststoff Rohre- und Formteile","TPPS","TPPS160140","PPs T-Stück red 160.140.160","","17.ALLG",95.5,{"$f":"G27428*(1-VLOOKUP(F27428,Konditionen!$B:$G,6,0))","v":95.5}]
["Kunststoff Rohre- und Formteile","TPPS","TPPS160160","PPs T-Stück 160.160","","17.ALLG",76,{"$f":"G27429*(1-VLOOKUP(F27429,Konditionen!$B:$G,6,0))","v":76}]
["Kunststoff Rohre- und Formteile","TPPS","TPPS16050","PPs T-Stück red 160.50.160","","17.ALLG",95.5,{"$f":"G27430*(1-VLOOKUP(F27430,Konditionen!$B:$G,6,0))","v":95.5}]
["Kunststoff Rohre- und Formteile","TPPS","TPPS16063","PPs T-Stück red 160.63.160","","17.ALLG",95.5,{"$f":"G27431*(1-VLOOKUP(F27431,Konditionen!$B:$G,6,0))","v":95.5}]
["Kunststoff Rohre- und Formteile","TPPS","TPPS16075","PPs T-Stück red 160.75.160","","17.ALLG",95.5,{"$f":"G27432*(1-VLOOKUP(F27432,Konditionen!$B:$G,6,0))","v":95.5}]
["Kunststoff Rohre- und Formteile","TPPS","TPPS16090","PPs T-Stück red 160.90.160","","17.ALLG",95.5,{"$f":"G27433*(1-VLOOKUP(F27433,Konditionen!$B:$G,6,0))","v":95.5}]
["Kunststoff Rohre- und Formteile","TPPS","TPPS180110","PPs T-Stück red 180.110.180","","17.ALLG",103.75,{"$f":"G27434*(1-VLOOKUP(F27434,Konditionen!$B:$G,6,0))","v":103.75}]
["Kunststoff Rohre- und Formteile","TPPS","TPPS180125","PPs T-Stück red 180.125.180","","17.ALLG",103.75,{"$f":"G27435*(1-VLOOKUP(F27435,Konditionen!$B:$G,6,0))","v":103.75}]
["Kunststoff Rohre- und Formteile","TPPS","TPPS180140","PPs T-Stück red 180.140.180","","17.ALLG",103.75,{"$f":"G27436*(1-VLOOKUP(F27436,Konditionen!$B:$G,6,0))","v":103.75}]
["Kunststoff Rohre- und Formteile","TPPS","TPPS180160","PPs T-Stück red 180.160.180","","17.ALLG",103.75,{"$f":"G27437*(1-VLOOKUP(F27437,Konditionen!$B:$G,6,0))","v":103.75}]
["Kunststoff Rohre- und Formteile","TPPS","TPPS180180","PPs T-Stück 180.180","","17.ALLG",103.75,{"$f":"G27438*(1-VLOOKUP(F27438,Konditionen!$B:$G,6,0))","v":103.75}]
["Kunststoff Rohre- und Formteile","TPPS","TPPS18050","PPs T-Stück red 180.50.180","","17.ALLG",103.75,{"$f":"G27439*(1-VLOOKUP(F27439,Konditionen!$B:$G,6,0))","v":103.75}]
["Kunststoff Rohre- und Formteile","TPPS","TPPS18063","PPs T-Stück red 180.63.180","","17.ALLG",103.75,{"$f":"G27440*(1-VLOOKUP(F27440,Konditionen!$B:$G,6,0))","v":103.75}]
["Kunststoff Rohre- und Formteile","TPPS","TPPS18075","PPs T-Stück red 180.75.180","","17.ALLG",103.75,{"$f":"G27441*(1-VLOOKUP(F27441,Konditionen!$B:$G,6,0))","v":103.75}]
["Kunststoff Rohre- und Formteile","TPPS","TPPS18090","PPs T-Stück red 180.90.180","","17.ALLG",103.75,{"$f":"G27442*(1-VLOOKUP(F27442,Konditionen!$B:$G,6,0))","v":103.75}]
["Kunststoff Rohre- und Formteile","TPPS","TPPS200110","PPs T-Stück red 200.110.200","","17.ALLG",120.95,{"$f":"G27443*(1-VLOOKUP(F27443,Konditionen!$B:$G,6,0))","v":120.95}]
["Kunststoff Rohre- und Formteile","TPPS","TPPS200125","PPs T-Stück red 200.125.200","","17.ALLG",120.95,{"$f":"G27444*(1-VLOOKUP(F27444,Konditionen!$B:$G,6,0))","v":120.95}]
["Kunststoff Rohre- und Formteile","TPPS","TPPS200140","PPs T-Stück red 200.140.200","","17.ALLG",120.95,{"$f":"G27445*(1-VLOOKUP(F27445,Konditionen!$B:$G,6,0))","v":120.95}]
["Kunststoff Rohre- und Formteile","TPPS","TPPS200160","PPs T-Stück red 200.160.200","","17.ALLG",120.95,{"$f":"G27446*(1-VLOOKUP(F27446,Konditionen!$B:$G,6,0))","v":120.95}]
["Kunststoff Rohre- und Formteile","TPPS","TPPS200180","PPs T-Stück red 200.180.200","","17.ALLG",120.95,{"$f":"G27447*(1-VLOOKUP(F27447,Konditionen!$B:$G,6,0))","v":120.95}]
["Kunststoff Rohre- und Formteile","TPPS","TPPS200200","PPs T-Stück 200.200","","17.ALLG",94.55,{"$f":"G27448*(1-VLOOKUP(F27448,Konditionen!$B:$G,6,0))","v":94.55}]
["Kunststoff Rohre- und Formteile","TPPS","TPPS20050","PPs T-Stück red 200.50.200","","17.ALLG",120.95,{"$f":"G27449*(1-VLOOKUP(F27449,Konditionen!$B:$G,6,0))","v":120.95}]
["Kunststoff Rohre- und Formteile","TPPS","TPPS20063","PPs T-Stück red 200.63.200","","17.ALLG",120.95,{"$f":"G27450*(1-VLOOKUP(F27450,Konditionen!$B:$G,6,0))","v":120.95}]
["Kunststoff Rohre- und Formteile","TPPS","TPPS20075","PPs T-Stück red 200.75.200","","17.ALLG",120.95,{"$f":"G27451*(1-VLOOKUP(F27451,Konditionen!$B:$G,6,0))","v":120.95}]
["Kunststoff Rohre- und Formteile","TPPS","TPPS20090","PPs T-Stück red 200.90.200","","17.ALLG",120.95,{"$f":"G27452*(1-VLOOKUP(F27452,Konditionen!$B:$G,6,0))","v":120.95}]
["Kunststoff Rohre- und Formteile","TPPS","TPPS225225","PPs T-Stück 225.225","","17.ALLG",135.1,{"$f":"G27453*(1-VLOOKUP(F27453,Konditionen!$B:$G,6,0))","v":135.1}]
["Kunststoff Rohre- und Formteile","TPPS","TPPS250110","PPs T-Stück red 250.110.250","","17.ALLG",155.75,{"$f":"G27454*(1-VLOOKUP(F27454,Konditionen!$B:$G,6,0))","v":155.75}]
["Kunststoff Rohre- und Formteile","TPPS","TPPS250125","PPs T-Stück red 250.125.250","","17.ALLG",155.75,{"$f":"G27455*(1-VLOOKUP(F27455,Konditionen!$B:$G,6,0))","v":155.75}]
["Kunststoff Rohre- und Formteile","TPPS","TPPS250140","PPs T-Stück red 250.140.250","","17.ALLG",155.75,{"$f":"G27456*(1-VLOOKUP(F27456,Konditionen!$B:$G,6,0))","v":155.75}]
["Kunststoff Rohre- und Formteile","TPPS","TPPS250160","PPs T-Stück red 250.160.250","","17.ALLG",155.75,{"$f":"G27457*(1-VLOOKUP(F27457,Konditionen!$B:$G,6,0))","v":155.75}]
["Kunststoff Rohre- und Formteile","TPPS","TPPS250180","PPs T-Stück red 250.180.250","","17.ALLG",155.75,{"$f":"G27458*(1-VLOOKUP(F27458,Konditionen!$B:$G,6,0))","v":155.75}]
["Kunststoff Rohre- und Formteile","TPPS","TPPS250200","PPs T-Stück red 250.200.250","","17.ALLG",155.75,{"$f":"G27459*(1-VLOOKUP(F27459,Konditionen!$B:$G,6,0))","v":155.75}]
["Kunststoff Rohre- und Formteile","TPPS","TPPS250225","PPs T-Stück red 250.225.250","","17.ALLG",155.75,{"$f":"G27460*(1-VLOOKUP(F27460,Konditionen!$B:$G,6,0))","v":155.75}]
["Kunststoff Rohre- und Formteile","TPPS","TPPS250250","PPs T-Stück 250.250","","17.ALLG",133.35,{"$f":"G27461*(1-VLOOKUP(F27461,Konditionen!$B:$G,6,0))","v":133.35}]
["Kunststoff Rohre- und Formteile","TPPS","TPPS25050","PPs T-Stück red 250.50.250","","17.ALLG",155.75,{"$f":"G27462*(1-VLOOKUP(F27462,Konditionen!$B:$G,6,0))","v":155.75}]
["Kunststoff Rohre- und Formteile","TPPS","TPPS25063","PPs T-Stück red 250.63.250","","17.ALLG",155.75,{"$f":"G27463*(1-VLOOKUP(F27463,Konditionen!$B:$G,6,0))","v":155.75}]
["Kunststoff Rohre- und Formteile","TPPS","TPPS25075","PPs T-Stück red 250.75.250","","17.ALLG",155.75,{"$f":"G27464*(1-VLOOKUP(F27464,Konditionen!$B:$G,6,0))","v":155.75}]
["Kunststoff Rohre- und Formteile","TPPS","TPPS25090","PPs T-Stück red 250.90.250","","17.ALLG",155.75,{"$f":"G27465*(1-VLOOKUP(F27465,Konditionen!$B:$G,6,0))","v":155.75}]
["Kunststoff Rohre- und Formteile","TPPS","TPPS280110","PPs T-Stück red 280.110.280","","17.ALLG",176.45,{"$f":"G27466*(1-VLOOKUP(F27466,Konditionen!$B:$G,6,0))","v":176.45}]
["Kunststoff Rohre- und Formteile","TPPS","TPPS280160","PPs T-Stück red 280.160.280","","17.ALLG",176.45,{"$f":"G27467*(1-VLOOKUP(F27467,Konditionen!$B:$G,6,0))","v":176.45}]
["Kunststoff Rohre- und Formteile","TPPS","TPPS280180","PPs T-Stück red 280.180.280","","17.ALLG",176.45,{"$f":"G27468*(1-VLOOKUP(F27468,Konditionen!$B:$G,6,0))","v":176.45}]
["Kunststoff Rohre- und Formteile","TPPS","TPPS280200","PPs T-Stück red 280.200.280","","17.ALLG",176.45,{"$f":"G27469*(1-VLOOKUP(F27469,Konditionen!$B:$G,6,0))","v":176.45}]
["Kunststoff Rohre- und Formteile","TPPS","TPPS280250","PPs T-Stück red 280.250.280","","17.ALLG",176.45,{"$f":"G27470*(1-VLOOKUP(F27470,Konditionen!$B:$G,6,0))","v":176.45}]
["Kunststoff Rohre- und Formteile","TPPS","TPPS280280","PPs T-Stück 280.280","","17.ALLG",176.6,{"$f":"G27471*(1-VLOOKUP(F27471,Konditionen!$B:$G,6,0))","v":176.6}]
["Kunststoff Rohre- und Formteile","TPPS","TPPS315110","PPs T-Stück red 315.110.315","","17.ALLG",220.3,{"$f":"G27472*(1-VLOOKUP(F27472,Konditionen!$B:$G,6,0))","v":220.3}]
["Kunststoff Rohre- und Formteile","TPPS","TPPS315160","PPs T-Stück red 315.160.315","","17.ALLG",220.3,{"$f":"G27473*(1-VLOOKUP(F27473,Konditionen!$B:$G,6,0))","v":220.3}]
["Kunststoff Rohre- und Formteile","TPPS","TPPS315200","PPs T-Stück red 315.200.315","","17.ALLG",220.3,{"$f":"G27474*(1-VLOOKUP(F27474,Konditionen!$B:$G,6,0))","v":220.3}]
["Kunststoff Rohre- und Formteile","TPPS","TPPS315250","PPs T-Stück red 315.250.315","","17.ALLG",220.3,{"$f":"G27475*(1-VLOOKUP(F27475,Konditionen!$B:$G,6,0))","v":220.3}]
["Kunststoff Rohre- und Formteile","TPPS","TPPS315280","PPs T-Stück red 315.280.315","","17.ALLG",220.3,{"$f":"G27476*(1-VLOOKUP(F27476,Konditionen!$B:$G,6,0))","v":220.3}]
["Kunststoff Rohre- und Formteile","TPPS","TPPS315315","PPs T-Stück 315.315","","17.ALLG",220.3,{"$f":"G27477*(1-VLOOKUP(F27477,Konditionen!$B:$G,6,0))","v":220.3}]
["Kunststoff Rohre- und Formteile","TPPS","TPPS355110","PPs T-Stück red 355.110.355","","17.ALLG",272.35000000000002,{"$f":"G27478*(1-VLOOKUP(F27478,Konditionen!$B:$G,6,0))","v":272.35000000000002}]
["Kunststoff Rohre- und Formteile","TPPS","TPPS355160","PPs T-Stück red 355.160.355","","17.ALLG",272.35000000000002,{"$f":"G27479*(1-VLOOKUP(F27479,Konditionen!$B:$G,6,0))","v":272.35000000000002}]
["Kunststoff Rohre- und Formteile","TPPS","TPPS355200","PPs T-Stück red 355.200.355","","17.ALLG",272.35000000000002,{"$f":"G27480*(1-VLOOKUP(F27480,Konditionen!$B:$G,6,0))","v":272.35000000000002}]
["Kunststoff Rohre- und Formteile","TPPS","TPPS355250","PPs T-Stück red 355.250.355","","17.ALLG",272.35000000000002,{"$f":"G27481*(1-VLOOKUP(F27481,Konditionen!$B:$G,6,0))","v":272.35000000000002}]
["Kunststoff Rohre- und Formteile","TPPS","TPPS355280","PPs T-Stück red 355.280.355","","17.ALLG",272.35000000000002,{"$f":"G27482*(1-VLOOKUP(F27482,Konditionen!$B:$G,6,0))","v":272.35000000000002}]
["Kunststoff Rohre- und Formteile","TPPS","TPPS355315","PPs T-Stück red 355.315.355","","17.ALLG",272.35000000000002,{"$f":"G27483*(1-VLOOKUP(F27483,Konditionen!$B:$G,6,0))","v":272.35000000000002}]
["Kunststoff Rohre- und Formteile","TPPS","TPPS355355","PPs T-Stück 355.355","","17.ALLG",272.35000000000002,{"$f":"G27484*(1-VLOOKUP(F27484,Konditionen!$B:$G,6,0))","v":272.35000000000002}]
["Kunststoff Rohre- und Formteile","TPPS","TPPS400110","PPs T-Stück red 400.110.400","","17.ALLG",317.64999999999998,{"$f":"G27485*(1-VLOOKUP(F27485,Konditionen!$B:$G,6,0))","v":317.64999999999998}]
["Kunststoff Rohre- und Formteile","TPPS","TPPS400160","PPs T-Stück red 400.160.400","","17.ALLG",317.64999999999998,{"$f":"G27486*(1-VLOOKUP(F27486,Konditionen!$B:$G,6,0))","v":317.64999999999998}]
["Kunststoff Rohre- und Formteile","TPPS","TPPS400200","PPs T-Stück red 400.200.400","","17.ALLG",317.64999999999998,{"$f":"G27487*(1-VLOOKUP(F27487,Konditionen!$B:$G,6,0))","v":317.64999999999998}]
["Kunststoff Rohre- und Formteile","TPPS","TPPS400250","PPs T-Stück red 400.250.400","","17.ALLG",317.64999999999998,{"$f":"G27488*(1-VLOOKUP(F27488,Konditionen!$B:$G,6,0))","v":317.64999999999998}]
["Kunststoff Rohre- und Formteile","TPPS","TPPS400280","PPs T-Stück red 400.280.400","","17.ALLG",317.64999999999998,{"$f":"G27489*(1-VLOOKUP(F27489,Konditionen!$B:$G,6,0))","v":317.64999999999998}]
["Kunststoff Rohre- und Formteile","TPPS","TPPS400315","PPs T-Stück red 400.315.400","","17.ALLG",317.64999999999998,{"$f":"G27490*(1-VLOOKUP(F27490,Konditionen!$B:$G,6,0))","v":317.64999999999998}]
["Kunststoff Rohre- und Formteile","TPPS","TPPS400355","PPs T-Stück red 400.355.400","","17.ALLG",317.64999999999998,{"$f":"G27491*(1-VLOOKUP(F27491,Konditionen!$B:$G,6,0))","v":317.64999999999998}]
["Kunststoff Rohre- und Formteile","TPPS","TPPS400400","PPs T-Stück 400.400","","17.ALLG",317.64999999999998,{"$f":"G27492*(1-VLOOKUP(F27492,Konditionen!$B:$G,6,0))","v":317.64999999999998}]
["Kunststoff Rohre- und Formteile","TPPS","TPPS450450","PPs T-Stück 450.450","","17.ALLG",395.1,{"$f":"G27493*(1-VLOOKUP(F27493,Konditionen!$B:$G,6,0))","v":395.1}]
["Kunststoff Rohre- und Formteile","TPPS","TPPS500110","PPs T-Stück red 500.110.500","","17.ALLG",418.65,{"$f":"G27494*(1-VLOOKUP(F27494,Konditionen!$B:$G,6,0))","v":418.65}]
["Kunststoff Rohre- und Formteile","TPPS","TPPS500160","PPs T-Stück red 500.160.500","","17.ALLG",418.65,{"$f":"G27495*(1-VLOOKUP(F27495,Konditionen!$B:$G,6,0))","v":418.65}]
["Kunststoff Rohre- und Formteile","TPPS","TPPS500250","PPs T-Stück red 500.250.500","","17.ALLG",418.65,{"$f":"G27496*(1-VLOOKUP(F27496,Konditionen!$B:$G,6,0))","v":418.65}]
["Kunststoff Rohre- und Formteile","TPPS","TPPS500280","PPs T-Stück red 500.280.500","","17.ALLG",418.65,{"$f":"G27497*(1-VLOOKUP(F27497,Konditionen!$B:$G,6,0))","v":418.65}]
["Kunststoff Rohre- und Formteile","TPPS","TPPS500315","PPs T-Stück red 500.315.500","","17.ALLG",418.65,{"$f":"G27498*(1-VLOOKUP(F27498,Konditionen!$B:$G,6,0))","v":418.65}]
["Kunststoff Rohre- und Formteile","TPPS","TPPS500355","PPs T-Stück red 500.355.500","","17.ALLG",418.65,{"$f":"G27499*(1-VLOOKUP(F27499,Konditionen!$B:$G,6,0))","v":418.65}]
["Kunststoff Rohre- und Formteile","TPPS","TPPS500400","PPs T-Stück red 500.400.500","","17.ALLG",418.65,{"$f":"G27500*(1-VLOOKUP(F27500,Konditionen!$B:$G,6,0))","v":418.65}]
["Kunststoff Rohre- und Formteile","TPPS","TPPS500450","PPs T-Stück red 500.450.500","","17.ALLG",418.65,{"$f":"G27501*(1-VLOOKUP(F27501,Konditionen!$B:$G,6,0))","v":418.65}]
["Kunststoff Rohre- und Formteile","TPPS","TPPS500500","PPs T-Stück 500.500","","17.ALLG",418.65,{"$f":"G27502*(1-VLOOKUP(F27502,Konditionen!$B:$G,6,0))","v":418.65}]
["Kunststoff Rohre- und Formteile","TPPS","TPPS5050","PPs T-Stück 50.50","","17.ALLG",32.950000000000003,{"$f":"G27503*(1-VLOOKUP(F27503,Konditionen!$B:$G,6,0))","v":32.950000000000003}]
["Kunststoff Rohre- und Formteile","TPPS","TPPS560560","PPs T-Stück 560.560","","17.ALLG",546.54999999999995,{"$f":"G27504*(1-VLOOKUP(F27504,Konditionen!$B:$G,6,0))","v":546.54999999999995}]
["Kunststoff Rohre- und Formteile","TPPS","TPPS600600","PPs T-Stück 600.600","","17.ALLG",590.35,{"$f":"G27505*(1-VLOOKUP(F27505,Konditionen!$B:$G,6,0))","v":590.35}]
["Kunststoff Rohre- und Formteile","TPPS","TPPS630630","PPs T-Stück 630.630","","17.ALLG",918.15,{"$f":"G27506*(1-VLOOKUP(F27506,Konditionen!$B:$G,6,0))","v":918.15}]
["Kunststoff Rohre- und Formteile","TPPS","TPPS6363","PPs T-Stück 63.63","","17.ALLG",36.799999999999997,{"$f":"G27507*(1-VLOOKUP(F27507,Konditionen!$B:$G,6,0))","v":36.799999999999997}]
["Kunststoff Rohre- und Formteile","TPPS","TPPS7575","PPs T-Stück 75.75","","17.ALLG",48.55,{"$f":"G27508*(1-VLOOKUP(F27508,Konditionen!$B:$G,6,0))","v":48.55}]
["Kunststoff Rohre- und Formteile","TPPS","TPPS9090","PPs T-Stück 90.90","","17.ALLG",55.5,{"$f":"G27509*(1-VLOOKUP(F27509,Konditionen!$B:$G,6,0))","v":55.5}]
["Kunststoff Rohre- und Formteile","TRDPPS","TRDPPS110110","T-Stück mit Öffnung PPs 110.110","mit Dichtung aus PVC-P o. EPDM","17.ALLG",68.45,{"$f":"G27510*(1-VLOOKUP(F27510,Konditionen!$B:$G,6,0))","v":68.45}]
["Kunststoff Rohre- und Formteile","TRDPPS","TRDPPS125125","T-Stück mit Öffnung PPs 125.125","mit Dichtung aus PVC-P o. EPDM","17.ALLG",72.099999999999994,{"$f":"G27511*(1-VLOOKUP(F27511,Konditionen!$B:$G,6,0))","v":72.099999999999994}]
["Kunststoff Rohre- und Formteile","TRDPPS","TRDPPS140140","T-Stück mit Öffnung PPs 140.140","mit Dichtung aus PVC-P o. EPDM","17.ALLG",89.1,{"$f":"G27512*(1-VLOOKUP(F27512,Konditionen!$B:$G,6,0))","v":89.1}]
["Kunststoff Rohre- und Formteile","TRDPPS","TRDPPS160160","T-Stück mit Öffnung PPs 160.160","mit Dichtung aus PVC-P o. EPDM","17.ALLG",101.9,{"$f":"G27513*(1-VLOOKUP(F27513,Konditionen!$B:$G,6,0))","v":101.9}]
["Kunststoff Rohre- und Formteile","TRDPPS","TRDPPS180180","T-Stück mit Öffnung PPs 180.180","mit Dichtung aus PVC-P o. EPDM","17.ALLG",109.25,{"$f":"G27514*(1-VLOOKUP(F27514,Konditionen!$B:$G,6,0))","v":109.25}]
["Kunststoff Rohre- und Formteile","TRDPPS","TRDPPS200200","T-Stück mit Öffnung PPs 200.200","mit Dichtung aus PVC-P o. EPDM","17.ALLG",124,{"$f":"G27515*(1-VLOOKUP(F27515,Konditionen!$B:$G,6,0))","v":124}]
["Kunststoff Rohre- und Formteile","TRDPPS","TRDPPS225225","T-Stück mit Öffnung PPs 225.225","mit Dichtung aus PVC-P o. EPDM","17.ALLG",133.35,{"$f":"G27516*(1-VLOOKUP(F27516,Konditionen!$B:$G,6,0))","v":133.35}]
["Kunststoff Rohre- und Formteile","TRDPPS","TRDPPS250250","T-Stück mit Öffnung PPs 250.250","mit Dichtung aus PVC-P o. EPDM","17.ALLG",169.9,{"$f":"G27517*(1-VLOOKUP(F27517,Konditionen!$B:$G,6,0))","v":169.9}]
["Kunststoff Rohre- und Formteile","TRDPPS","TRDPPS280250","T-Stück mit Öffnung PPs 280.250","mit Dichtung aus PVC-P o. EPDM","17.ALLG",196.6,{"$f":"G27518*(1-VLOOKUP(F27518,Konditionen!$B:$G,6,0))","v":196.6}]
["Kunststoff Rohre- und Formteile","TRDPPS","TRDPPS315250","T-Stück mit Öffnung PPs 315.250","mit Dichtung aus PVC-P o. EPDM","17.ALLG",220.3,{"$f":"G27519*(1-VLOOKUP(F27519,Konditionen!$B:$G,6,0))","v":220.3}]
["Kunststoff Rohre- und Formteile","TRDPPS","TRDPPS355250","T-Stück mit Öffnung PPs 355.250","mit Dichtung aus PVC-P o. EPDM","17.ALLG",269.14999999999998,{"$f":"G27520*(1-VLOOKUP(F27520,Konditionen!$B:$G,6,0))","v":269.14999999999998}]
["Kunststoff Rohre- und Formteile","TRDPPS","TRDPPS400250","T-Stück mit Öffnung PPs 400.250","mit Dichtung aus PVC-P o. EPDM","17.ALLG",336.25,{"$f":"G27521*(1-VLOOKUP(F27521,Konditionen!$B:$G,6,0))","v":336.25}]
["Kunststoff Rohre- und Formteile","TV45PPS","TV45PPS110110","PPs T-Stück 45° 110.110","","17.ALLG",90.7,{"$f":"G27522*(1-VLOOKUP(F27522,Konditionen!$B:$G,6,0))","v":90.7}]
["Kunststoff Rohre- und Formteile","TV45PPS","TV45PPS125125","PPs T-Stück 45° 125.125","","17.ALLG",96.2,{"$f":"G27523*(1-VLOOKUP(F27523,Konditionen!$B:$G,6,0))","v":96.2}]
["Kunststoff Rohre- und Formteile","TV45PPS","TV45PPS140140","PPs T-Stück 45° 140.140","","17.ALLG",111.2,{"$f":"G27524*(1-VLOOKUP(F27524,Konditionen!$B:$G,6,0))","v":111.2}]
["Kunststoff Rohre- und Formteile","TV45PPS","TV45PPS160160","PPs T-Stück 45° 160.160","","17.ALLG",126.05,{"$f":"G27525*(1-VLOOKUP(F27525,Konditionen!$B:$G,6,0))","v":126.05}]
["Kunststoff Rohre- und Formteile","TV45PPS","TV45PPS180180","PPs T-Stück 45° 180.180","","17.ALLG",137.1,{"$f":"G27526*(1-VLOOKUP(F27526,Konditionen!$B:$G,6,0))","v":137.1}]
["Kunststoff Rohre- und Formteile","TV45PPS","TV45PPS200200","PPs T-Stück 45° 200.200","","17.ALLG",159.4,{"$f":"G27527*(1-VLOOKUP(F27527,Konditionen!$B:$G,6,0))","v":159.4}]
["Kunststoff Rohre- und Formteile","TV45PPS","TV45PPS225225","PPs T-Stück 45° 225.225","","17.ALLG",174.85,{"$f":"G27528*(1-VLOOKUP(F27528,Konditionen!$B:$G,6,0))","v":174.85}]
["Kunststoff Rohre- und Formteile","TV45PPS","TV45PPS250250","PPs T-Stück 45° 250.250","","17.ALLG",206.85,{"$f":"G27529*(1-VLOOKUP(F27529,Konditionen!$B:$G,6,0))","v":206.85}]
["Kunststoff Rohre- und Formteile","TV45PPS","TV45PPS280280","PPs T-Stück 45° 280.280","","17.ALLG",232.05,{"$f":"G27530*(1-VLOOKUP(F27530,Konditionen!$B:$G,6,0))","v":232.05}]
["Kunststoff Rohre- und Formteile","TV45PPS","TV45PPS315315","PPs T-Stück 45° 315.315","","17.ALLG",290.85000000000002,{"$f":"G27531*(1-VLOOKUP(F27531,Konditionen!$B:$G,6,0))","v":290.85000000000002}]
["Kunststoff Rohre- und Formteile","TV45PPS","TV45PPS355355","PPs T-Stück 45° 355.355","","17.ALLG",358.1,{"$f":"G27532*(1-VLOOKUP(F27532,Konditionen!$B:$G,6,0))","v":358.1}]
["Kunststoff Rohre- und Formteile","TV45PPS","TV45PPS400400","PPs T-Stück 45° 400.400","","17.ALLG",420.4,{"$f":"G27533*(1-VLOOKUP(F27533,Konditionen!$B:$G,6,0))","v":420.4}]
["Kunststoff Rohre- und Formteile","TV45PPS","TV45PPS450450","PPs T-Stück 45° 450.450","","17.ALLG",620.45000000000005,{"$f":"G27534*(1-VLOOKUP(F27534,Konditionen!$B:$G,6,0))","v":620.45000000000005}]
["Kunststoff Rohre- und Formteile","TV45PPS","TV45PPS500500","PPs T-Stück 45° 500.500","","17.ALLG",684.35,{"$f":"G27535*(1-VLOOKUP(F27535,Konditionen!$B:$G,6,0))","v":684.35}]
["Kunststoff Rohre- und Formteile","TV45PPS","TV45PPS5050","PPs T-Stück 45° 50.50","","17.ALLG",89.1,{"$f":"G27536*(1-VLOOKUP(F27536,Konditionen!$B:$G,6,0))","v":89.1}]
["Kunststoff Rohre- und Formteile","TV45PPS","TV45PPS560560","PPs T-Stück 45° 560.560","","17.ALLG",854.3,{"$f":"G27537*(1-VLOOKUP(F27537,Konditionen!$B:$G,6,0))","v":854.3}]
["Kunststoff Rohre- und Formteile","TV45PPS","TV45PPS600600","PPs T-Stück 45° 600.600","","17.ALLG",913.1,{"$f":"G27538*(1-VLOOKUP(F27538,Konditionen!$B:$G,6,0))","v":913.1}]
["Kunststoff Rohre- und Formteile","TV45PPS","TV45PPS630630","PPs T-Stück 45° 630.630","","17.ALLG",1271,{"$f":"G27539*(1-VLOOKUP(F27539,Konditionen!$B:$G,6,0))","v":1271}]
["Kunststoff Rohre- und Formteile","TV45PPS","TV45PPS6363","PPs T-Stück 45° 63.63","","17.ALLG",89.1,{"$f":"G27540*(1-VLOOKUP(F27540,Konditionen!$B:$G,6,0))","v":89.1}]
["Kunststoff Rohre- und Formteile","TV45PPS","TV45PPS7575","PPs T-Stück 45° 75.75","","17.ALLG",89.1,{"$f":"G27541*(1-VLOOKUP(F27541,Konditionen!$B:$G,6,0))","v":89.1}]
["Kunststoff Rohre- und Formteile","TV45PPS","TV45PPS9090","PPs T-Stück 45° 90.90","","17.ALLG",90.7,{"$f":"G27542*(1-VLOOKUP(F27542,Konditionen!$B:$G,6,0))","v":90.7}]
["Kunststoff Rohre- und Formteile","VSREDIFF","VSREDIFF110","Vogelschutzgitter zu REDIFF 110","","17.ALLG",58.8,{"$f":"G27543*(1-VLOOKUP(F27543,Konditionen!$B:$G,6,0))","v":58.8}]
["Kunststoff Rohre- und Formteile","VSREDIFF","VSREDIFF125","Vogelschutzgitter zu REDIFF 125","","17.ALLG",58.8,{"$f":"G27544*(1-VLOOKUP(F27544,Konditionen!$B:$G,6,0))","v":58.8}]
["Kunststoff Rohre- und Formteile","VSREDIFF","VSREDIFF140","Vogelschutzgitter zu REDIFF 140","","17.ALLG",58.8,{"$f":"G27545*(1-VLOOKUP(F27545,Konditionen!$B:$G,6,0))","v":58.8}]
["Kunststoff Rohre- und Formteile","VSREDIFF","VSREDIFF160","Vogelschutzgitter zu REDIFF 160","","17.ALLG",58.8,{"$f":"G27546*(1-VLOOKUP(F27546,Konditionen!$B:$G,6,0))","v":58.8}]
["Kunststoff Rohre- und Formteile","VSREDIFF","VSREDIFF180","Vogelschutzgitter zu REDIFF 180","","17.ALLG",58.8,{"$f":"G27547*(1-VLOOKUP(F27547,Konditionen!$B:$G,6,0))","v":58.8}]
["Kunststoff Rohre- und Formteile","VSREDIFF","VSREDIFF200","Vogelschutzgitter zu REDIFF 200","","17.ALLG",58.8,{"$f":"G27548*(1-VLOOKUP(F27548,Konditionen!$B:$G,6,0))","v":58.8}]
["Kunststoff Rohre- und Formteile","VSREDIFF","VSREDIFF225","Vogelschutzgitter zu REDIFF 225","","17.ALLG",58.8,{"$f":"G27549*(1-VLOOKUP(F27549,Konditionen!$B:$G,6,0))","v":58.8}]
["Kunststoff Rohre- und Formteile","VSREDIFF","VSREDIFF250","Vogelschutzgitter zu REDIFF 250","","17.ALLG",58.8,{"$f":"G27550*(1-VLOOKUP(F27550,Konditionen!$B:$G,6,0))","v":58.8}]
["Kunststoff Rohre- und Formteile","VSREDIFF","VSREDIFF280","Vogelschutzgitter zu REDIFF 280","","17.ALLG",58.8,{"$f":"G27551*(1-VLOOKUP(F27551,Konditionen!$B:$G,6,0))","v":58.8}]
["Kunststoff Rohre- und Formteile","VSREDIFF","VSREDIFF315","Vogelschutzgitter zu REDIFF 315","","17.ALLG",58.8,{"$f":"G27552*(1-VLOOKUP(F27552,Konditionen!$B:$G,6,0))","v":58.8}]
["Kunststoff Rohre- und Formteile","VSREDIFF","VSREDIFF355","Vogelschutzgitter zu REDIFF 355","","17.ALLG",149.65,{"$f":"G27553*(1-VLOOKUP(F27553,Konditionen!$B:$G,6,0))","v":149.65}]
["Kunststoff Rohre- und Formteile","VSREDIFF","VSREDIFF400","Vogelschutzgitter zu REDIFF 400","","17.ALLG",149.65,{"$f":"G27554*(1-VLOOKUP(F27554,Konditionen!$B:$G,6,0))","v":149.65}]
["Kunststoff Rohre- und Formteile","VSREDIFF","VSREDIFF450","Vogelschutzgitter zu REDIFF 450","","17.ALLG",149.65,{"$f":"G27555*(1-VLOOKUP(F27555,Konditionen!$B:$G,6,0))","v":149.65}]
["Kunststoff Rohre- und Formteile","VSREDIFF","VSREDIFF500","Vogelschutzgitter zu REDIFF 500","","17.ALLG",149.65,{"$f":"G27556*(1-VLOOKUP(F27556,Konditionen!$B:$G,6,0))","v":149.65}]
["Kunststoff Rohre- und Formteile","VSREDIFF","VSREDIFF560","Vogelschutzgitter zu REDIFF 560","","17.ALLG",149.65,{"$f":"G27557*(1-VLOOKUP(F27557,Konditionen!$B:$G,6,0))","v":149.65}]
["Kunststoff Rohre- und Formteile","VSREDIFF","VSREDIFF600","Vogelschutzgitter zu REDIFF 600","","17.ALLG",149.65,{"$f":"G27558*(1-VLOOKUP(F27558,Konditionen!$B:$G,6,0))","v":149.65}]
["Kunststoff Rohre- und Formteile","VSREDIFF","VSREDIFF630","Vogelschutzgitter zu REDIFF 630","","17.ALLG",149.65,{"$f":"G27559*(1-VLOOKUP(F27559,Konditionen!$B:$G,6,0))","v":149.65}]
["Kunststoff Rohre- und Formteile","YV30PPS","YV30PPS110","Hosenstück 30° in PPs 110mm","","17.ALLG",72.099999999999994,{"$f":"G27560*(1-VLOOKUP(F27560,Konditionen!$B:$G,6,0))","v":72.099999999999994}]
["Kunststoff Rohre- und Formteile","YV30PPS","YV30PPS125","Hosenstück 30° in PPs 125mm","","17.ALLG",85.1,{"$f":"G27561*(1-VLOOKUP(F27561,Konditionen!$B:$G,6,0))","v":85.1}]
["Kunststoff Rohre- und Formteile","YV30PPS","YV30PPS140","Hosenstück 30° in PPs 140mm","","17.ALLG",92.7,{"$f":"G27562*(1-VLOOKUP(F27562,Konditionen!$B:$G,6,0))","v":92.7}]
["Kunststoff Rohre- und Formteile","YV30PPS","YV30PPS160","Hosenstück 30° in PPs 160mm","","17.ALLG",103.75,{"$f":"G27563*(1-VLOOKUP(F27563,Konditionen!$B:$G,6,0))","v":103.75}]
["Kunststoff Rohre- und Formteile","YV30PPS","YV30PPS180","Hosenstück 30° in PPs 180mm","","17.ALLG",126.05,{"$f":"G27564*(1-VLOOKUP(F27564,Konditionen!$B:$G,6,0))","v":126.05}]
["Kunststoff Rohre- und Formteile","YV30PPS","YV30PPS200","Hosenstück 30° in PPs 200mm","","17.ALLG",140.69999999999999,{"$f":"G27565*(1-VLOOKUP(F27565,Konditionen!$B:$G,6,0))","v":140.69999999999999}]
["Kunststoff Rohre- und Formteile","YV30PPS","YV30PPS225","Hosenstück 30° in PPs 225mm","","17.ALLG",181.6,{"$f":"G27566*(1-VLOOKUP(F27566,Konditionen!$B:$G,6,0))","v":181.6}]
["Kunststoff Rohre- und Formteile","YV30PPS","YV30PPS250","Hosenstück 30° in PPs 250mm","","17.ALLG",208.4,{"$f":"G27567*(1-VLOOKUP(F27567,Konditionen!$B:$G,6,0))","v":208.4}]
["Kunststoff Rohre- und Formteile","YV30PPS","YV30PPS280","Hosenstück 30° in PPs 280mm","","17.ALLG",314.35000000000002,{"$f":"G27568*(1-VLOOKUP(F27568,Konditionen!$B:$G,6,0))","v":314.35000000000002}]
["Kunststoff Rohre- und Formteile","YV30PPS","YV30PPS315","Hosenstück 30° in PPs 315mm","","17.ALLG",348.1,{"$f":"G27569*(1-VLOOKUP(F27569,Konditionen!$B:$G,6,0))","v":348.1}]
["Kunststoff Rohre- und Formteile","YV30PPS","YV30PPS355","Hosenstück 30° in PPs 355mm","","17.ALLG",381.6,{"$f":"G27570*(1-VLOOKUP(F27570,Konditionen!$B:$G,6,0))","v":381.6}]
["Kunststoff Rohre- und Formteile","YV30PPS","YV30PPS400","Hosenstück 30° in PPs 400mm","","17.ALLG",400.25,{"$f":"G27571*(1-VLOOKUP(F27571,Konditionen!$B:$G,6,0))","v":400.25}]
["Kunststoff Rohre- und Formteile","YV30PPS","YV30PPS450","Hosenstück 30° in PPs 450mm","","17.ALLG",854.3,{"$f":"G27572*(1-VLOOKUP(F27572,Konditionen!$B:$G,6,0))","v":854.3}]
["Kunststoff Rohre- und Formteile","YV30PPS","YV30PPS50","Hosenstück 30° in PPs 50mm","","17.ALLG",61.1,{"$f":"G27573*(1-VLOOKUP(F27573,Konditionen!$B:$G,6,0))","v":61.1}]
["Kunststoff Rohre- und Formteile","YV30PPS","YV30PPS500","Hosenstück 30° in PPs 500mm","","17.ALLG",1061,{"$f":"G27574*(1-VLOOKUP(F27574,Konditionen!$B:$G,6,0))","v":1061}]
["Kunststoff Rohre- und Formteile","YV30PPS","YV30PPS63","Hosenstück 30° in PPs 63mm","","17.ALLG",61.1,{"$f":"G27575*(1-VLOOKUP(F27575,Konditionen!$B:$G,6,0))","v":61.1}]
["Kunststoff Rohre- und Formteile","YV30PPS","YV30PPS75","Hosenstück 30° in PPs 75mm","","17.ALLG",62.8,{"$f":"G27576*(1-VLOOKUP(F27576,Konditionen!$B:$G,6,0))","v":62.8}]
["Kunststoff Rohre- und Formteile","YV30PPS","YV30PPS90","Hosenstück 30° in PPs 90mm","","17.ALLG",66.5,{"$f":"G27577*(1-VLOOKUP(F27577,Konditionen!$B:$G,6,0))","v":66.5}]
["Kunststoff Rohre- und Formteile","YV45PPS","YV45PPS110","Hosenstück 45° in PPs 110mm","","17.ALLG",72.099999999999994,{"$f":"G27578*(1-VLOOKUP(F27578,Konditionen!$B:$G,6,0))","v":72.099999999999994}]
["Kunststoff Rohre- und Formteile","YV45PPS","YV45PPS125","Hosenstück 45° in PPs 125mm","","17.ALLG",85.1,{"$f":"G27579*(1-VLOOKUP(F27579,Konditionen!$B:$G,6,0))","v":85.1}]
["Kunststoff Rohre- und Formteile","YV45PPS","YV45PPS140","Hosenstück 45° in PPs 140mm","","17.ALLG",92.7,{"$f":"G27580*(1-VLOOKUP(F27580,Konditionen!$B:$G,6,0))","v":92.7}]
["Kunststoff Rohre- und Formteile","YV45PPS","YV45PPS160","Hosenstück 45° in PPs 160mm","","17.ALLG",103.75,{"$f":"G27581*(1-VLOOKUP(F27581,Konditionen!$B:$G,6,0))","v":103.75}]
["Kunststoff Rohre- und Formteile","YV45PPS","YV45PPS180","Hosenstück 45° in PPs 180mm","","17.ALLG",126.05,{"$f":"G27582*(1-VLOOKUP(F27582,Konditionen!$B:$G,6,0))","v":126.05}]
["Kunststoff Rohre- und Formteile","YV45PPS","YV45PPS200","Hosenstück 45° in PPs 200mm","","17.ALLG",140.69999999999999,{"$f":"G27583*(1-VLOOKUP(F27583,Konditionen!$B:$G,6,0))","v":140.69999999999999}]
["Kunststoff Rohre- und Formteile","YV45PPS","YV45PPS225","Hosenstück 45° in PPs 225mm","","17.ALLG",181.6,{"$f":"G27584*(1-VLOOKUP(F27584,Konditionen!$B:$G,6,0))","v":181.6}]
["Kunststoff Rohre- und Formteile","YV45PPS","YV45PPS250","Hosenstück 45° in PPs 250mm","","17.ALLG",208.4,{"$f":"G27585*(1-VLOOKUP(F27585,Konditionen!$B:$G,6,0))","v":208.4}]
["Kunststoff Rohre- und Formteile","YV45PPS","YV45PPS280","Hosenstück 45° in PPs 280mm","","17.ALLG",314.35000000000002,{"$f":"G27586*(1-VLOOKUP(F27586,Konditionen!$B:$G,6,0))","v":314.35000000000002}]
["Kunststoff Rohre- und Formteile","YV45PPS","YV45PPS315","Hosenstück 45° in PPs 315mm","","17.ALLG",348.1,{"$f":"G27587*(1-VLOOKUP(F27587,Konditionen!$B:$G,6,0))","v":348.1}]
["Kunststoff Rohre- und Formteile","YV45PPS","YV45PPS355","Hosenstück 45° in PPs 355mm","","17.ALLG",381.6,{"$f":"G27588*(1-VLOOKUP(F27588,Konditionen!$B:$G,6,0))","v":381.6}]
["Kunststoff Rohre- und Formteile","YV45PPS","YV45PPS400","Hosenstück 45° in PPs 400mm","","17.ALLG",400.25,{"$f":"G27589*(1-VLOOKUP(F27589,Konditionen!$B:$G,6,0))","v":400.25}]
["Kunststoff Rohre- und Formteile","YV45PPS","YV45PPS450","Hosenstück 45° in PPs 450mm","","17.ALLG",854.3,{"$f":"G27590*(1-VLOOKUP(F27590,Konditionen!$B:$G,6,0))","v":854.3}]
["Kunststoff Rohre- und Formteile","YV45PPS","YV45PPS50","Hosenstück 45° in PPs 50mm","","17.ALLG",61.1,{"$f":"G27591*(1-VLOOKUP(F27591,Konditionen!$B:$G,6,0))","v":61.1}]
["Kunststoff Rohre- und Formteile","YV45PPS","YV45PPS500","Hosenstück 45° in PPs 500mm","","17.ALLG",1061,{"$f":"G27592*(1-VLOOKUP(F27592,Konditionen!$B:$G,6,0))","v":1061}]
["Kunststoff Rohre- und Formteile","YV45PPS","YV45PPS63","Hosenstück 45° in PPs 63mm","","17.ALLG",61.1,{"$f":"G27593*(1-VLOOKUP(F27593,Konditionen!$B:$G,6,0))","v":61.1}]
["Kunststoff Rohre- und Formteile","YV45PPS","YV45PPS75","Hosenstück 45° in PPs 75mm","","17.ALLG",62.8,{"$f":"G27594*(1-VLOOKUP(F27594,Konditionen!$B:$G,6,0))","v":62.8}]
["Kunststoff Rohre- und Formteile","YV45PPS","YV45PPS90","Hosenstück 45° in PPs 90mm","","17.ALLG",66.5,{"$f":"G27595*(1-VLOOKUP(F27595,Konditionen!$B:$G,6,0))","v":66.5}]
["Kunststoff Rohre- und Formteile","YV90PPS","YV90PPS110","Hosenstück 90° in PPs 110mm","","17.ALLG",74.05,{"$f":"G27596*(1-VLOOKUP(F27596,Konditionen!$B:$G,6,0))","v":74.05}]
["Kunststoff Rohre- und Formteile","YV90PPS","YV90PPS125","Hosenstück 90° in PPs 125mm","","17.ALLG",85.1,{"$f":"G27597*(1-VLOOKUP(F27597,Konditionen!$B:$G,6,0))","v":85.1}]
["Kunststoff Rohre- und Formteile","YV90PPS","YV90PPS140","Hosenstück 90° in PPs 140mm","","17.ALLG",96.2,{"$f":"G27598*(1-VLOOKUP(F27598,Konditionen!$B:$G,6,0))","v":96.2}]
["Kunststoff Rohre- und Formteile","YV90PPS","YV90PPS160","Hosenstück 90° in PPs 160mm","","17.ALLG",109.25,{"$f":"G27599*(1-VLOOKUP(F27599,Konditionen!$B:$G,6,0))","v":109.25}]
["Kunststoff Rohre- und Formteile","YV90PPS","YV90PPS180","Hosenstück 90° in PPs 180mm","","17.ALLG",135.1,{"$f":"G27600*(1-VLOOKUP(F27600,Konditionen!$B:$G,6,0))","v":135.1}]
["Kunststoff Rohre- und Formteile","YV90PPS","YV90PPS200","Hosenstück 90° in PPs 200mm","","17.ALLG",148.30000000000001,{"$f":"G27601*(1-VLOOKUP(F27601,Konditionen!$B:$G,6,0))","v":148.30000000000001}]
["Kunststoff Rohre- und Formteile","YV90PPS","YV90PPS225","Hosenstück 90° in PPs 225mm","","17.ALLG",195.1,{"$f":"G27602*(1-VLOOKUP(F27602,Konditionen!$B:$G,6,0))","v":195.1}]
["Kunststoff Rohre- und Formteile","YV90PPS","YV90PPS250","Hosenstück 90° in PPs 250mm","","17.ALLG",221.9,{"$f":"G27603*(1-VLOOKUP(F27603,Konditionen!$B:$G,6,0))","v":221.9}]
["Kunststoff Rohre- und Formteile","YV90PPS","YV90PPS280","Hosenstück 90° in PPs 280mm","","17.ALLG",317.64999999999998,{"$f":"G27604*(1-VLOOKUP(F27604,Konditionen!$B:$G,6,0))","v":317.64999999999998}]
["Kunststoff Rohre- und Formteile","YV90PPS","YV90PPS315","Hosenstück 90° in PPs 315mm","","17.ALLG",348.1,{"$f":"G27605*(1-VLOOKUP(F27605,Konditionen!$B:$G,6,0))","v":348.1}]
["Kunststoff Rohre- und Formteile","YV90PPS","YV90PPS355","Hosenstück 90° in PPs 355mm","","17.ALLG",390.1,{"$f":"G27606*(1-VLOOKUP(F27606,Konditionen!$B:$G,6,0))","v":390.1}]
["Kunststoff Rohre- und Formteile","YV90PPS","YV90PPS400","Hosenstück 90° in PPs 400mm","","17.ALLG",417.05,{"$f":"G27607*(1-VLOOKUP(F27607,Konditionen!$B:$G,6,0))","v":417.05}]
["Kunststoff Rohre- und Formteile","YV90PPS","YV90PPS450","Hosenstück 90° in PPs 450mm","","17.ALLG",985.5,{"$f":"G27608*(1-VLOOKUP(F27608,Konditionen!$B:$G,6,0))","v":985.5}]
["Kunststoff Rohre- und Formteile","YV90PPS","YV90PPS50","Hosenstück 90° in PPs 50mm","","17.ALLG",64.650000000000006,{"$f":"G27609*(1-VLOOKUP(F27609,Konditionen!$B:$G,6,0))","v":64.650000000000006}]
["Kunststoff Rohre- und Formteile","YV90PPS","YV90PPS500","Hosenstück 90° in PPs 500mm","","17.ALLG",1180,{"$f":"G27610*(1-VLOOKUP(F27610,Konditionen!$B:$G,6,0))","v":1180}]
["Kunststoff Rohre- und Formteile","YV90PPS","YV90PPS63","Hosenstück 90° in PPs 63mm","","17.ALLG",64.650000000000006,{"$f":"G27611*(1-VLOOKUP(F27611,Konditionen!$B:$G,6,0))","v":64.650000000000006}]
["Kunststoff Rohre- und Formteile","YV90PPS","YV90PPS75","Hosenstück 90° in PPs 75mm","","17.ALLG",66.5,{"$f":"G27612*(1-VLOOKUP(F27612,Konditionen!$B:$G,6,0))","v":66.5}]
["Kunststoff Rohre- und Formteile","YV90PPS","YV90PPS90","Hosenstück 90° in PPs 90mm","","17.ALLG",66.5,{"$f":"G27613*(1-VLOOKUP(F27613,Konditionen!$B:$G,6,0))","v":66.5}]
["Effitec Kunststoffsystem","BEFFIPPS","BEFFIPPS11045","PPs Bogen 45° DN 110","mit eingespritzter Lippendichtung","17.EFFI",22.55,{"$f":"G27614*(1-VLOOKUP(F27614,Konditionen!$B:$G,6,0))","v":22.55}]
["Effitec Kunststoffsystem","BEFFIPPS","BEFFIPPS11090","PPs Bogen 90° DN 110","mit eingespritzter Lippendichtung","17.EFFI",26.4,{"$f":"G27615*(1-VLOOKUP(F27615,Konditionen!$B:$G,6,0))","v":26.4}]
["Effitec Kunststoffsystem","BEFFIPPS","BEFFIPPS16045","PPs Bogen 45° DN 160","mit eingespritzter Lippendichtung","17.EFFI",31.45,{"$f":"G27616*(1-VLOOKUP(F27616,Konditionen!$B:$G,6,0))","v":31.45}]
["Effitec Kunststoffsystem","BEFFIPPS","BEFFIPPS16090","PPs Bogen 90° DN 160","mit eingespritzter Lippendichtung","17.EFFI",38.549999999999997,{"$f":"G27617*(1-VLOOKUP(F27617,Konditionen!$B:$G,6,0))","v":38.549999999999997}]
["Effitec Kunststoffsystem","BEFFIPPS","BEFFIPPS20045","PPs Bogen 45° DN 200","mit eingespritzter Lippendichtung","17.EFFI",36,{"$f":"G27618*(1-VLOOKUP(F27618,Konditionen!$B:$G,6,0))","v":36}]
["Effitec Kunststoffsystem","BEFFIPPS","BEFFIPPS20090","PPs Bogen 90° DN 200","mit eingespritzter Lippendichtung","17.EFFI",43.2,{"$f":"G27619*(1-VLOOKUP(F27619,Konditionen!$B:$G,6,0))","v":43.2}]
["Effitec Kunststoffsystem","BEFFIPPS","BEFFIPPS25045","PPs Bogen 45° DN 250","mit eingespritzter Lippendichtung","17.EFFI",48,{"$f":"G27620*(1-VLOOKUP(F27620,Konditionen!$B:$G,6,0))","v":48}]
["Effitec Kunststoffsystem","BEFFIPPS","BEFFIPPS25090","PPs Bogen 90° DN 250","mit eingespritzter Lippendichtung","17.EFFI",59.9,{"$f":"G27621*(1-VLOOKUP(F27621,Konditionen!$B:$G,6,0))","v":59.9}]
["Effitec Kunststoffsystem","BEFFIPPS","BEFFIPPS31545","PPs Bogen 45° DN 315","mit eingespritzter Lippendichtung","17.EFFI",125.25,{"$f":"G27622*(1-VLOOKUP(F27622,Konditionen!$B:$G,6,0))","v":125.25}]
["Effitec Kunststoffsystem","BEFFIPPS","BEFFIPPS31590","PPs Bogen 90° DN 315","mit eingespritzter Lippendichtung","17.EFFI",163.80000000000001,{"$f":"G27623*(1-VLOOKUP(F27623,Konditionen!$B:$G,6,0))","v":163.80000000000001}]
["Effitec Kunststoffsystem","BEFFIPPS","BEFFIPPS5045","PPs Bogen 45° DN 50","mit eingespritzter Lippendichtung","17.EFFI",16.899999999999999,{"$f":"G27624*(1-VLOOKUP(F27624,Konditionen!$B:$G,6,0))","v":16.899999999999999}]
["Effitec Kunststoffsystem","BEFFIPPS","BEFFIPPS5090","PPs Bogen 90° DN 50","mit eingespritzter Lippendichtung","17.EFFI",21.7,{"$f":"G27625*(1-VLOOKUP(F27625,Konditionen!$B:$G,6,0))","v":21.7}]
["Effitec Kunststoffsystem","BEFFIPPS","BEFFIPPS6345","PPs Bogen 45° DN 63","mit eingespritzter Lippendichtung","17.EFFI",17.850000000000001,{"$f":"G27626*(1-VLOOKUP(F27626,Konditionen!$B:$G,6,0))","v":17.850000000000001}]
["Effitec Kunststoffsystem","BEFFIPPS","BEFFIPPS6390","PPs Bogen 90° DN 63","mit eingespritzter Lippendichtung","17.EFFI",22.55,{"$f":"G27627*(1-VLOOKUP(F27627,Konditionen!$B:$G,6,0))","v":22.55}]
["Effitec Kunststoffsystem","BEFFIPPS","BEFFIPPS7545","PPs Bogen 45° DN 75","mit eingespritzter Lippendichtung","17.EFFI",18.75,{"$f":"G27628*(1-VLOOKUP(F27628,Konditionen!$B:$G,6,0))","v":18.75}]
["Effitec Kunststoffsystem","BEFFIPPS","BEFFIPPS7590","PPs Bogen 90° DN 75","mit eingespritzter Lippendichtung","17.EFFI",23.5,{"$f":"G27629*(1-VLOOKUP(F27629,Konditionen!$B:$G,6,0))","v":23.5}]
["Effitec Kunststoffsystem","BEFFIPPS","BEFFIPPS9045","PPs Bogen 45° DN 90","mit eingespritzter Lippendichtung","17.EFFI",19.850000000000001,{"$f":"G27630*(1-VLOOKUP(F27630,Konditionen!$B:$G,6,0))","v":19.850000000000001}]
["Effitec Kunststoffsystem","BEFFIPPS","BEFFIPPS9090","PPs Bogen 90° DN 90","mit eingespritzter Lippendichtung","17.EFFI",24.25,{"$f":"G27631*(1-VLOOKUP(F27631,Konditionen!$B:$G,6,0))","v":24.25}]
["Effitec Kunststoffsystem","MEFFIPPS","MEFFIPPS110","PPs Muffe  DN 110","mit eingespritzter Lippendichtung","17.EFFI",18.149999999999999,{"$f":"G27632*(1-VLOOKUP(F27632,Konditionen!$B:$G,6,0))","v":18.149999999999999}]
["Effitec Kunststoffsystem","MEFFIPPS","MEFFIPPS160","PPs Muffe  DN 160","mit eingespritzter Lippendichtung","17.EFFI",19.25,{"$f":"G27633*(1-VLOOKUP(F27633,Konditionen!$B:$G,6,0))","v":19.25}]
["Effitec Kunststoffsystem","MEFFIPPS","MEFFIPPS200","PPs Muffe  DN 200","mit eingespritzter Lippendichtung","17.EFFI",21.55,{"$f":"G27634*(1-VLOOKUP(F27634,Konditionen!$B:$G,6,0))","v":21.55}]
["Effitec Kunststoffsystem","MEFFIPPS","MEFFIPPS250","PPs Muffe  DN 250","mit eingespritzter Lippendichtung","17.EFFI",28.85,{"$f":"G27635*(1-VLOOKUP(F27635,Konditionen!$B:$G,6,0))","v":28.85}]
["Effitec Kunststoffsystem","MEFFIPPS","MEFFIPPS315","PPs Muffe  DN 315","mit eingespritzter Lippendichtung","17.EFFI",33.6,{"$f":"G27636*(1-VLOOKUP(F27636,Konditionen!$B:$G,6,0))","v":33.6}]
["Effitec Kunststoffsystem","MEFFIPPS","MEFFIPPS50","PPs Muffe  DN 50","mit eingespritzter Lippendichtung","17.EFFI",14.4,{"$f":"G27637*(1-VLOOKUP(F27637,Konditionen!$B:$G,6,0))","v":14.4}]
["Effitec Kunststoffsystem","MEFFIPPS","MEFFIPPS63","PPs Muffe  DN 63","mit eingespritzter Lippendichtung","17.EFFI",15.2,{"$f":"G27638*(1-VLOOKUP(F27638,Konditionen!$B:$G,6,0))","v":15.2}]
["Effitec Kunststoffsystem","MEFFIPPS","MEFFIPPS75","PPs Muffe  DN 75","mit eingespritzter Lippendichtung","17.EFFI",16.100000000000001,{"$f":"G27639*(1-VLOOKUP(F27639,Konditionen!$B:$G,6,0))","v":16.100000000000001}]
["Effitec Kunststoffsystem","MEFFIPPS","MEFFIPPS90","PPs Muffe  DN 90","mit eingespritzter Lippendichtung","17.EFFI",16.899999999999999,{"$f":"G27640*(1-VLOOKUP(F27640,Konditionen!$B:$G,6,0))","v":16.899999999999999}]
["Effitec Kunststoffsystem","RCEFFIPP","RCEFFIPPS11050","PPs Reduzierung 110x50 mm","mit eingespritzter Lippendichtung","17.EFFI",31.3,{"$f":"G27641*(1-VLOOKUP(F27641,Konditionen!$B:$G,6,0))","v":31.3}]
["Effitec Kunststoffsystem","RCEFFIPP","RCEFFIPPS11063","PPs Reduzierung 110x63 mm","mit eingespritzter Lippendichtung","17.EFFI",36.15,{"$f":"G27642*(1-VLOOKUP(F27642,Konditionen!$B:$G,6,0))","v":36.15}]
["Effitec Kunststoffsystem","RCEFFIPP","RCEFFIPPS11075","PPs Reduzierung 110x75 mm","mit eingespritzter Lippendichtung","17.EFFI",26.4,{"$f":"G27643*(1-VLOOKUP(F27643,Konditionen!$B:$G,6,0))","v":26.4}]
["Effitec Kunststoffsystem","RCEFFIPP","RCEFFIPPS11090","PPs Reduzierung 110x90 mm","mit eingespritzter Lippendichtung","17.EFFI",26.4,{"$f":"G27644*(1-VLOOKUP(F27644,Konditionen!$B:$G,6,0))","v":26.4}]
["Effitec Kunststoffsystem","RCEFFIPP","RCEFFIPPS160110","PPs Reduzierung 160x110 mm","mit eingespritzter Lippendichtung","17.EFFI",36.15,{"$f":"G27645*(1-VLOOKUP(F27645,Konditionen!$B:$G,6,0))","v":36.15}]
["Effitec Kunststoffsystem","RCEFFIPP","RCEFFIPPS16050","PPs Reduzierung 160x50 mm","mit eingespritzter Lippendichtung","17.EFFI",72.25,{"$f":"G27646*(1-VLOOKUP(F27646,Konditionen!$B:$G,6,0))","v":72.25}]
["Effitec Kunststoffsystem","RCEFFIPP","RCEFFIPPS16063","PPs Reduzierung 160x63 mm","mit eingespritzter Lippendichtung","17.EFFI",72.25,{"$f":"G27647*(1-VLOOKUP(F27647,Konditionen!$B:$G,6,0))","v":72.25}]
["Effitec Kunststoffsystem","RCEFFIPP","RCEFFIPPS16075","PPs Reduzierung 160x75 mm","mit eingespritzter Lippendichtung","17.EFFI",72.25,{"$f":"G27648*(1-VLOOKUP(F27648,Konditionen!$B:$G,6,0))","v":72.25}]
["Effitec Kunststoffsystem","RCEFFIPP","RCEFFIPPS16090","PPs Reduzierung 160x90 mm","mit eingespritzter Lippendichtung","17.EFFI",72.25,{"$f":"G27649*(1-VLOOKUP(F27649,Konditionen!$B:$G,6,0))","v":72.25}]
["Effitec Kunststoffsystem","RCEFFIPP","RCEFFIPPS200110","PPs Reduzierung 200x110 mm","mit eingespritzter Lippendichtung","17.EFFI",43.35,{"$f":"G27650*(1-VLOOKUP(F27650,Konditionen!$B:$G,6,0))","v":43.35}]
["Effitec Kunststoffsystem","RCEFFIPP","RCEFFIPPS200160","PPs Reduzierung 200x160 mm","mit eingespritzter Lippendichtung","17.EFFI",36.15,{"$f":"G27651*(1-VLOOKUP(F27651,Konditionen!$B:$G,6,0))","v":36.15}]
["Effitec Kunststoffsystem","RCEFFIPP","RCEFFIPPS20050","PPs Reduzierung 200x50 mm","mit eingespritzter Lippendichtung","17.EFFI",72.099999999999994,{"$f":"G27652*(1-VLOOKUP(F27652,Konditionen!$B:$G,6,0))","v":72.099999999999994}]
["Effitec Kunststoffsystem","RCEFFIPP","RCEFFIPPS20063","PPs Reduzierung 200x63 mm","mit eingespritzter Lippendichtung","17.EFFI",72.099999999999994,{"$f":"G27653*(1-VLOOKUP(F27653,Konditionen!$B:$G,6,0))","v":72.099999999999994}]
["Effitec Kunststoffsystem","RCEFFIPP","RCEFFIPPS20075","PPs Reduzierung 200x75 mm","mit eingespritzter Lippendichtung","17.EFFI",72.099999999999994,{"$f":"G27654*(1-VLOOKUP(F27654,Konditionen!$B:$G,6,0))","v":72.099999999999994}]
["Effitec Kunststoffsystem","RCEFFIPP","RCEFFIPPS20090","PPs Reduzierung 200x90 mm","mit eingespritzter Lippendichtung","17.EFFI",72.099999999999994,{"$f":"G27655*(1-VLOOKUP(F27655,Konditionen!$B:$G,6,0))","v":72.099999999999994}]
["Effitec Kunststoffsystem","RCEFFIPP","RCEFFIPPS250110","PPs Reduzierung 250x110 mm","mit eingespritzter Lippendichtung","17.EFFI",74.400000000000006,{"$f":"G27656*(1-VLOOKUP(F27656,Konditionen!$B:$G,6,0))","v":74.400000000000006}]
["Effitec Kunststoffsystem","RCEFFIPP","RCEFFIPPS250160","PPs Reduzierung 250x160 mm","mit eingespritzter Lippendichtung","17.EFFI",44.8,{"$f":"G27657*(1-VLOOKUP(F27657,Konditionen!$B:$G,6,0))","v":44.8}]
["Effitec Kunststoffsystem","RCEFFIPP","RCEFFIPPS250200","PPs Reduzierung 250x200 mm","mit eingespritzter Lippendichtung","17.EFFI",50.55,{"$f":"G27658*(1-VLOOKUP(F27658,Konditionen!$B:$G,6,0))","v":50.55}]
["Effitec Kunststoffsystem","RCEFFIPP","RCEFFIPPS25075","PPs Reduzierung 250x75 mm","mit eingespritzter Lippendichtung","17.EFFI",74.400000000000006,{"$f":"G27659*(1-VLOOKUP(F27659,Konditionen!$B:$G,6,0))","v":74.400000000000006}]
["Effitec Kunststoffsystem","RCEFFIPP","RCEFFIPPS25090","PPs Reduzierung 250x90 mm","mit eingespritzter Lippendichtung","17.EFFI",74.400000000000006,{"$f":"G27660*(1-VLOOKUP(F27660,Konditionen!$B:$G,6,0))","v":74.400000000000006}]
["Effitec Kunststoffsystem","RCEFFIPP","RCEFFIPPS315110","PPs Reduzierung 315x110 mm","mit eingespritzter Lippendichtung","17.EFFI",130.19999999999999,{"$f":"G27661*(1-VLOOKUP(F27661,Konditionen!$B:$G,6,0))","v":130.19999999999999}]
["Effitec Kunststoffsystem","RCEFFIPP","RCEFFIPPS315160","PPs Reduzierung 315x160 mm","mit eingespritzter Lippendichtung","17.EFFI",98.8,{"$f":"G27662*(1-VLOOKUP(F27662,Konditionen!$B:$G,6,0))","v":98.8}]
["Effitec Kunststoffsystem","RCEFFIPP","RCEFFIPPS315200","PPs Reduzierung 315x200 mm","mit eingespritzter Lippendichtung","17.EFFI",108.4,{"$f":"G27663*(1-VLOOKUP(F27663,Konditionen!$B:$G,6,0))","v":108.4}]
["Effitec Kunststoffsystem","RCEFFIPP","RCEFFIPPS315250","PPs Reduzierung 315x250 mm","mit eingespritzter Lippendichtung","17.EFFI",69.75,{"$f":"G27664*(1-VLOOKUP(F27664,Konditionen!$B:$G,6,0))","v":69.75}]
["Effitec Kunststoffsystem","RCEFFIPP","RCEFFIPPS6350","PPs Reduzierung 63x50 mm","mit eingespritzter Lippendichtung","17.EFFI",48,{"$f":"G27665*(1-VLOOKUP(F27665,Konditionen!$B:$G,6,0))","v":48}]
["Effitec Kunststoffsystem","RCEFFIPP","RCEFFIPPS7550","PPs Reduzierung 75x50 mm","mit eingespritzter Lippendichtung","17.EFFI",48,{"$f":"G27666*(1-VLOOKUP(F27666,Konditionen!$B:$G,6,0))","v":48}]
["Effitec Kunststoffsystem","RCEFFIPP","RCEFFIPPS7563","PPs Reduzierung 75x63 mm","mit eingespritzter Lippendichtung","17.EFFI",48,{"$f":"G27667*(1-VLOOKUP(F27667,Konditionen!$B:$G,6,0))","v":48}]
["Effitec Kunststoffsystem","RCEFFIPP","RCEFFIPPS9050","PPs Reduzierung 90x50 mm","mit eingespritzter Lippendichtung","17.EFFI",55.2,{"$f":"G27668*(1-VLOOKUP(F27668,Konditionen!$B:$G,6,0))","v":55.2}]
["Effitec Kunststoffsystem","RCEFFIPP","RCEFFIPPS9063","PPs Reduzierung 90x63 mm","mit eingespritzter Lippendichtung","17.EFFI",55.2,{"$f":"G27669*(1-VLOOKUP(F27669,Konditionen!$B:$G,6,0))","v":55.2}]
["Effitec Kunststoffsystem","RCEFFIPP","RCEFFIPPS9075","PPs Reduzierung 90x75 mm","mit eingespritzter Lippendichtung","17.EFFI",24.1,{"$f":"G27670*(1-VLOOKUP(F27670,Konditionen!$B:$G,6,0))","v":24.1}]
["Effitec Kunststoffsystem","TEFFIPPS","TEFFIPPS110","PPs T-Stück  DN 110","mit eingespritzter Lippendichtung","17.EFFI",76.95,{"$f":"G27671*(1-VLOOKUP(F27671,Konditionen!$B:$G,6,0))","v":76.95}]
["Effitec Kunststoffsystem","TEFFIPPS","TEFFIPPS160","PPs T-Stück  DN 160","mit eingespritzter Lippendichtung","17.EFFI",98.8,{"$f":"G27672*(1-VLOOKUP(F27672,Konditionen!$B:$G,6,0))","v":98.8}]
["Effitec Kunststoffsystem","TEFFIPPS","TEFFIPPS200","PPs T-Stück  DN 200","mit eingespritzter Lippendichtung","17.EFFI",123,{"$f":"G27673*(1-VLOOKUP(F27673,Konditionen!$B:$G,6,0))","v":123}]
["Effitec Kunststoffsystem","TEFFIPPS","TEFFIPPS250","PPs T-Stück  DN 250","mit eingespritzter Lippendichtung","17.EFFI",173.4,{"$f":"G27674*(1-VLOOKUP(F27674,Konditionen!$B:$G,6,0))","v":173.4}]
["Effitec Kunststoffsystem","TEFFIPPS","TEFFIPPS315","PPs T-Stück  DN 315","mit eingespritzter Lippendichtung","17.EFFI",286.5,{"$f":"G27675*(1-VLOOKUP(F27675,Konditionen!$B:$G,6,0))","v":286.5}]
["Effitec Kunststoffsystem","TEFFIPPS","TEFFIPPS50","PPs T-Stück  DN 50","mit eingespritzter Lippendichtung","17.EFFI",42.95,{"$f":"G27676*(1-VLOOKUP(F27676,Konditionen!$B:$G,6,0))","v":42.95}]
["Effitec Kunststoffsystem","TEFFIPPS","TEFFIPPS63","PPs T-Stück  DN 63","mit eingespritzter Lippendichtung","17.EFFI",47.85,{"$f":"G27677*(1-VLOOKUP(F27677,Konditionen!$B:$G,6,0))","v":47.85}]
["Effitec Kunststoffsystem","TEFFIPPS","TEFFIPPS75","PPs T-Stück  DN 75","mit eingespritzter Lippendichtung","17.EFFI",63.1,{"$f":"G27678*(1-VLOOKUP(F27678,Konditionen!$B:$G,6,0))","v":63.1}]
["Effitec Kunststoffsystem","TEFFIPPS","TEFFIPPS90","PPs T-Stück  DN 90","mit eingespritzter Lippendichtung","17.EFFI",72.099999999999994,{"$f":"G27679*(1-VLOOKUP(F27679,Konditionen!$B:$G,6,0))","v":72.099999999999994}]

{"sheet":"Bestellliste","index":3,"n_rows":13,"n_cols":9,"rows_kept":13,"cut":false,"hidden":false,"merged":[]}
[]
[]
[null,null,"Bestellliste L2020/21 + TZ + MZ I + MZ II + MZ III + TZ II"]
["Stand: 01.04.2022"]
["Datum;",{"$f":"NOW()","v":"2023-02-28T08:57:07.480"}]
["Firma/Kundennr:",{"$f":"CONCATENATE(Konditionen!D38,\" \",Konditionen!D39)","v":" "},"Lieferadresse:",null,null,"Lindab GmbH "]
["Ansprechpartner:",{"$f":"Konditionen!D40","v":0},null,null,null,"Carl-Benz-Weg 18, 22941 Bargteheide"]
["Str.:",{"$f":"Konditionen!D41","v":0},null,null,null,"Tel. 04532-28590"]
["Ort:",{"$f":"Konditionen!D42","v":0},null,null,null,"Fax: 04532-5666"]
["Tel.:",{"$f":"Konditionen!D43","v":0},null,null,null,"email: sales@lindab.de"]
["Fax:",{"$f":"Konditionen!D44","v":0}]
[]
["Position","Artikelnummer","Beschreibung 1","Beschreibung 2","Preisgruppe","Preis brutto","Preis netto","Stück","gesamt netto"]